## product-component
ProductType | componentType | FileType | Notes
Basemap | basemap, supplementalBasemap | image | Basemap product consists of : Reflected Light Basemap (basemap, required), Supplementary Sample Basemap(s) using other light types (supplementalBasemap). Supplementary Basemap images images taken using illuminationType other than reflected light (cross polarized, plain polarized, etc).
Analysis Advanced Imaging and Visualization of Astromaterials (AIVA) | AIVAImage | image | Analysis Advanced Imaging and Visualization of Astromaterials (AIVA) Data Image product consists of an AIVA Data Image and can include optional supplementary components. AIVA Data Image is a single image that will be treated as a stand alone image product.
AIVAImageCollection | TBD |  | [no repository instances 2025-04] AIVA images can be submitted as a data collection when they are intended to be used or viewed together.
Accelerator Mass Spectrometry (AMS) | AMSProcessedData | tabularData | Accelerator Mass Spectrometry (AMS) processed data consists of: AMS Processed Data Table (AMSProcessedData), Ratio to Concentration Calculation Description Document (methodDescription, required)
Accelerator Mass Spectrometry (AMS) | methodDescription | document | Ratio to Concentration Calculation Description Document (required) for processed AMS data
Accelerator Mass Spectrometry (AMS) | samplePreparation | document | sample processing description document for AMS raw data.
Accelerator Mass Spectrometry (AMS) | AMSRawData | tabularData | Accelerator Mass Spectrometry (AMS) AMS Raw Data consists of: AMS Raw Data Table (AMSRawData), Methods Description with Dictionary (methodDescription, required), Sample Processing Description (samplePreparation), and Instrument Generated Metadata. An AMS Raw Data Table is a csv file that contains the isotope ratio(s) and current(s).
Accelerator Mass Spectrometry (AMS) | methodDescription | document | Methods Description with Dictionary (required), for AMS raw data,
⁴⁰Ar/³⁹Ar Geochronology and Thermochronology (ARGT) | ARGTCollection | collection [tabularData, documents] | ⁴⁰Ar/³⁹Ar Geochronology and Thermochronology (ARGT) Raw Analysis Data product consists: Raw Data Text File (required componentType: ARGTRawData)and Caption Collection, Summary CSV File (ARGTSummaryData required), and Methods Description (methodDescription). A set of data items consisting of two required parts: 1) Raw Data delivered as a series of TXT files, one for each temperature step [reporting peak ratios for Ar isotopes?]; 2) Caption Data delivered as a single TXT file (componentType: ARGTCaptionData). required attribute: isotopeType (put in resultTarget)
⁴⁰Ar/³⁹Ar Geochronology and Thermochronology (ARGT) | ARGTRawData | tabularData | Raw Data delivered as a series of TXT files, one for each temperature step [reporting peak ratios for Ar isotopes?]; [need checking]
⁴⁰Ar/³⁹Ar Geochronology and Thermochronology (ARGT) | ARGTCaptionData | document ¦ tabularData | is this a text document or tabular data?
⁴⁰Ar/³⁹Ar Geochronology and Thermochronology (ARGT) | ARGTSummaryData | tabularData | Summary CSV File (required) for raw data
⁴⁰Ar/³⁹Ar Geochronology and Thermochronology (ARGT) | methodDescription | document | ⁴⁰Ar/³⁹Ar analytical method and processing description, include with processed and raw data
⁴⁰Ar/³⁹Ar Geochronology and Thermochronology (ARGT) | ARGTDocument | document | ⁴⁰Ar/³⁹Ar Geochronology and Thermochronology (ARGT) Processed Analysis Data product consists of: report of final calculated Ar isotope ratios (ARGTDocument required), Methods Description (methodDescription).
Differential Scanning Calorimetry (DSC) |  | collection [tabularData, document] | Differential Scanning Calorimetry (DSC) Heat Capacity Versus Temperature Tables. Results from individual calorimetry runs reported in tables of calculated heat capacity versus temperature. Individual Calorimetry Data Measurements product consists of the following components: Heat Capacity Versus Temperature Tables (componentType: DSCIndividualMeasurement), raw Heat Flux/Flow Values (componentType: DSCRawHeatFlux), processed Heat Flux/Flow Values (componentType: DSCProcessedHeatFlux), and Methods Description (required). specific attribute: analysisType. The component types might only be described in the fileList for a zip archive. [NOTE-- data instance has tables with raw and processed heat flow in same table: (componentType: DSCHeatFlow)
Differential Scanning Calorimetry (DSC) | DSCIndividualMeasurements | tabularData | Table containing Heat Capacity Versus Temperature for individual experiments
Differential Scanning Calorimetry (DSC) | DSCRawHeatFlux | tabularData | Table containing only raw heat flow or heat flux data
Differential Scanning Calorimetry (DSC) | DSCProcessedHeatFlux | tabularData | Table containing only processed heat flow or heat flux data. [distinction with DSCHeatFlow, DSCResultTabular is not clear]
Differential Scanning Calorimetry (DSC) | DSCHeatFlow | tabularData | Table containing raw and processed heat flow results
Differential Scanning Calorimetry (DSC) | methodDescription | document
Differential Scanning Calorimetry (DSC) | DSCResultsTabular | tabularData | Differential Scanning Calorimetry (DSC) Analysis Results product is a table of heat capacity versus temperature based on repeat measurements of a particular sample combined by averaging to produce a final table, with reported uncertainty based on expected instrument uncertainty and on variability between measurement runs. No specific attributes.
Elemental Analysis-Isotope Ratio Mass Spectrometry (EA-IRMS) | EAIRMSCollection | collection (tabularData, document, image) | EA-IRMS Analysis Data product consists of the following components: Analysis Data Collection, Methods and Sample Preparation Document. EA-IRMS Analysis Data Collection is a set of data files, all related to a single elemental analysis session, delivered together in non-proprietary formats. The collection must contain (EAIRMSRawData, REQUIRED): 1) Raw analysis data of sample(s) - delivered as a CSV file; 2) Raw analysis data of standard(s) - delivered as a CSV file; 3), Processed analysis data of sample(s) and standard(s)(EAIRMSProcessedData) - delivered as a CSV file. Optional: Screenshots of software interface with data plots, metadata, and other processing information. REQUIRED supplemental document: Methods and Sample Preparation Document (methodDescription), records information related to data processing, sample preparation, instrument methodologies, or analytical methods. specific attributes: elements analyzed, mass consumed.
Elemental Analysis-Isotope Ratio Mass Spectrometry (EA-IRMS) | EAIRMSRawData | tabularData | Raw analysis data of sample(s) - delivered as a CSV file; 2) Raw analysis data of standard(s) - delivered as a CSV file; (standards might be inseparate file…). The YAML metadata delivered with the csv files must describe the columns in each file.
Elemental Analysis-Isotope Ratio Mass Spectrometry (EA-IRMS) | EAIRMSProcessedData | tabularData | Processed analysis data of sample(s) and standard(s) - delivered as a CSV file. The YAML metadata delivered with the csv files must describe the columns in each file.
Elemental Analysis-Isotope Ratio Mass Spectrometry (EA-IRMS) | methodDescription | document | REQUIRED supplemental document: Methods and Sample Preparation Document, records information related to data processing, sample preparation, instrument methodologies, or analytical methods. Must include 1) Definitions of the column variables used in the raw data tables; 2) explanation of the naming convention used in the data collection, the relationship between the files, and how to identify the run number; 3) explanation of how to identify the sample type (standard, blank, or sample) for the files.
TEMEFTEMCollection | TBD |  | [no repository instances 2025-04] Electron Energy-loss Spectra (EELS) EFTEM Data Collection. Consists of : EFTEM Data Collection, EELS Spectral Plot, and Instrument Generated Metadata. Collection of images?
Electron Microprobe Analysis Image (EMPA) | EMPAImageMap | image | EMPA Single Image Map consists of a single image acquired at a location (which differentiates it from an Image Map Collection). An EMPA Single Image Map consists of: an Image Map (EMPAImageMap), An EMPA Single Image Map is a pure data image. Ideally this image will have no annotations or borders, however that is left to the discretion of the researcher. Annotated images can be included as supplementary files (supplementaryImage). [NOTE: ORex BDD does not require that the spatial registration information be included, in which case the component is EMPAImage]
Electron Microprobe Analysis Image (EMPA) | EMPAImage | image | Data image with no annotation, not spatially registered. BDD also mentions Image Text Representation (not clear what this is…)
Electron Microprobe Analysis Image (EMPA) | supplementaryImage | image | image with Annotations (EMPAImage),
Electron Microprobe Analysis Image (EMPA) | methodDescription | document | reqired: Text file with image metadata that includes information like analysis parameters, spectrometer conditions, signals used, etc.
Electron Microprobe Analysis (EMPA) Collection | EMPAImageCollection | Collection (image, document, dataCube?) | An EMPA Image Map Collection [componentType: EMPAImageCollection] consists of Image Map Collection, Methods Description, and Instrument Generated Metadata. Collection is created by combing a series of individual data files into sets. A single collection is defined by being collected at the same location on the sample using the same extents. Required: 1) Pure data image with no annotations or borders (EMPAImageMap or EMPAimage); 2) Text file with image metadata that includes information like analysis parameters, spectrometer conditions, signals used, etc. (methodDescription) Optional: Annotated data image with annotations or borders. Spatial registration fields required for images aquired on thin sections with fiducial marks used for spatially registering images. ? is this different from EMPA Image Map Cube (SE/BSE/X-ray) [componentType:EMPAimageMapCube]??
EMPAESPCTabular | TBD |  | [No repository instances 2025-04]. Elemental Spectra (ESPC) consists of: Elemental Spectra Tabular Data, Spectral Plots, Analysis Location Reference Image(s), and Instrument Generated Metadata. [general type: tabular data] special attribute: spectrometersUsed.
EMPAESPCPlot | TBD |  | [No repository instances 2025-04]. Elemental Spectra Plot data product consists of: Elemental Spectra Plot and an Analysis Location Reference Image. Use when a data plot is acquired, but no corresponding table is produced. [general type: image] special attribute: spectrometersUsed.
Electron Microprobe Analysis Quantitative Elemental Abundances (EMPAQEA) |  |  | Quantitative Elemental Abundances data product consists of the following components: Elemental Abundances Data Table (EMPAQEATabular), Analytical Location Reference Image(s), Calibration File (required), Methods Description, and Instrument Generated Metadata.
Electron Microprobe Analysis Quantitative Elemental Abundances (EMPAQEA) | EMPAQEATabular | tabularData | REQUIRED? Elemental Abundances Data Table
Electron Microprobe Analysis Quantitative Elemental Abundances (EMPAQEA) | analysisLocation | image | Analytical Location Reference Image(s)
Electron Microprobe Analysis Quantitative Elemental Abundances (EMPAQEA) | calibrationFile | document | Calibration File (required)
Electron Microprobe Analysis Quantitative Elemental Abundances (EMPAQEA) | methodDescription | document | Methods Description
Electron Microprobe Analysis Quantitative Elemental Abundances (EMPAQEA) | instrumentMetadata | document | Instrument Generated Metadata.
Fourier Transform Ion Cyclotron Resonance Mass Spectrometry (FTICRMS) Cube | FTICRMSCube | dataCube | Fourier Transform Ion Cyclotron Resonance Mass Spectrometry (FTICR-MS) raw FTICR-MS Spectral Data product consists of: raw Spectral Data (FTICRMSCube), Data Plots (FTICRMSDataPlot), Methods Description (required), and Instrument Generated Metadata (required). MzML format used for dataCube. REQUIRED Methods Description-- text document with information documenting data processing, sample preparation, instrument methodology, or analytical methods. This document must include information about the extraction solvent and extraction conditions if an extraction was performed.
Fourier Transform Ion Cyclotron Resonance Mass Spectrometry (FTICRMS) Cube | FTICRMSDataPlot | document | Data Plots, are these pdf or images?
Fourier Transform Ion Cyclotron Resonance Mass Spectrometry (FTICRMS) Cube | methodDescription | document | required. text document with information documenting data processing, sample preparation, instrument methodology, or analytical methods. This document must include information about the extraction solvent and extraction conditions if an extraction was performed.
Fourier Transform Ion Cyclotron Resonance Mass Spectrometry (FTICRMS) Cube | instrumentMetadata | document | Instrument Generated Metadata (required)
Fourier Transform Ion Cyclotron Resonance Mass Spectrometry (FTICRMS) Tabular | FTICRMSTabular | tabularData | Fourier Transform Ion Cyclotron Resonance Mass Spectrometry (FTICR-MS) processed FTICR-MS Spectral Data product consists of : processed Spectral Data (FTICRMSTabular), Data Plots (FTICRMSDataPlot), and Methods Description (methodDescription, required)
Gas Chromatography-Mass Spectrometry (GCMS) |  | collection | Gas Chromatography-Mass Spectrometry (GC-MS) GC-MS Data Collection. Product consists of: GC-MS Data Collection (required), Single Ion Chromatogram, Spectral Plot, Sample Preparation (Required), Analytical Method Document (Required), Peak Quantitation Files, and Instrument Generated Metadata. The collection consists of all files produced during a full analysis run – the standards, the blanks, and the individual runs of the sample being analyzed.
Gas Chromatography-Mass Spectrometry (GCMS) | GCMSCube | dataCube | GC-MS Data Collection (required). GC-MS Data Collection is a set of files with raw instrument data exported in CDF format or one of the other recognized dataCube formats (NetCDF, HDF5, EMD, or mzML). Each file summarizes results from one pyrolosis/chromatograph separation/mass spectrometer analysis, e.g. one for blank, one or more for standards, one for unknown. [componentType: GCMSCube].
Gas Chromatography-Mass Spectrometry (GCMS) | GCMSChromatogram | document ¦ image | Single Ion Chromatogram.
Gas Chromatography-Mass Spectrometry (GCMS) | GCMSSpectraPlot | document ¦ image | Spectra Plot
Gas Chromatography-Mass Spectrometry (GCMS) | samplePreparation | document | Sample Preparation (Required) REQUIRED: Sample Preparation- Description of the sample preparation activities. May include images.
Gas Chromatography-Mass Spectrometry (GCMS) | methodDescription | document | Analytical Method Document (Required), Analytical Method Document, must include: 1) An explanation of the naming convention used in the data collection, the relationship between the files, and how to identify the run number; 2) An explanation of how to identify the sample type (standard, blank, or sample); 3) A description of the standard mixture of known compounds that are injected into the chromatograph-MS to help with quantifying and identifying the compounds in the sample for this particular output for each standard used; 4) Identification of the compound class being analyzed: (e.g., “amino acids” or “hydrocarbons”) [ed. note--this should be in a metadata field to support search/assessment ]
Gas Chromatography-Mass Spectrometry (GCMS) | GCMSPeaks | document | Peak Quantitation Files
Gas Chromatography-Mass Spectrometry (GCMS) | instrumentMetadata | document | Instrument Generated Metadata
GCGCMSCollection | TBD |  | [no repository instances 2025-04] Comprehensive Two-Dimensional Gas Chromatography (GCxGC-MS) Measurements. GCxGC-MS data product consists of the following components: GCxGC-MS Data Collection (required), Spectral Plot, Sample Preparation (required), Analytical Method Document (required), Peak Quantitation Files, and Instrument Generated Metadata.Raw instrument data in an accepted DataCube format. The collection will consist of all of the files produced during a full analysis run – the standards, the blanks, and the individual runs of the sample being analyzed.
Gas Pycnometry (GPYC) Processed | GPYCProcessedTabular | tabularData | Gas Pycnometry (GPYC) corrected GPYC Analysis Data product consists of: corrected Analysis Data (GPYCProcessedTabular) and Corrections Description.
Gas Pycnometry (GPYC) Processed | processingMethod | document | Corrections Description.
Gas Pycnometry (GPYC) Raw | GPYCRawTabular | tabularData | Gas Pycnometry (GPYC) raw GPYC Measurement File product consists of: raw Measurement File (GPYCRawTabular), Log File, Calibration File (required), and Methods Description (required).
Gas Pycnometry (GPYC) Raw | logFile | document
Gas Pycnometry (GPYC) Raw | calibrationFile | document | required Calibration filed
Gas Pycnometry (GPYC) Raw | methodDescription | document | required
High-resolution Inductively Coupled Plasma Mass Spectroscopy (HRICPMS) Processed | HRICPMSProcessed | tabularData | High-resolution Inductively Coupled Plasma Mass Spectroscopy (HR-ICP-MS) Processed Data data product consists of: processed HR-ICP-MS data (HRICPMSProcessed), Method and Session Description (required), and Instrument Generated Metadata. Processed Data component consists of summary data table.
High-resolution Inductively Coupled Plasma Mass Spectroscopy (HRICPMS) Processed | methodDescription | document | Method and Session Description (required): documentation of data processing, sample preparation, instrument methodologies, or analytical methods. This supplementary document must include a description of the HR-ICP-MS Raw data format including how the file is organized, any explanations of any metadata included in it and any additional information needed to identify the samples, standards, or blanks in the data.
High-resolution Inductively Coupled Plasma Mass Spectroscopy (HRICPMS) Processed | instrumentMetadata | document | Instrument Generated Metadata.
High-resolution Inductively Coupled Plasma Mass Spectroscopy (HRICPMS) Raw | HRICPMSRaw | document ¦ tabularData | High-resolution Inductively Coupled Plasma Mass Spectroscopy (HR-ICP-MS) Raw Data data product consists of: raw HR-ICP-MS data (HRICPMSRaw), Method and Session Description (methodDescription, required), and Instrument Generated Metadata (instrumentMetadata). HR-ICP-MS Data: the raw analysis data in proprietary instrument format will be combined into a single, non-proprietary TXT file. [is this a document or tabular data?]
High-resolution Inductively Coupled Plasma Mass Spectroscopy (HRICPMS) Raw | methodDescription | document | Method and Session Description, required)
High-resolution Inductively Coupled Plasma Mass Spectroscopy (HRICPMS) Raw | instrumentMetadata | document | Instrument Generated Metadata.
Inductively Coupled Plasma - Optical Emission Spectroscopy (ICPOES) Raw | ICPOESRawTabular | tabularData | Inductively Coupled Plasma - Optical Emission Spectroscopy (ICP-OES) Raw Analysis Data product consists of: raw ICP-OES Data (ICPOESRawTabular), Calibrations (required), Sample Preparation and Calculations (required), and Methods and Processing Description (required). Specific properties: mass, dissolutionFactor
Inductively Coupled Plasma - Optical Emission Spectroscopy (ICPOES) Raw | calibrationFile | document | Calibrations (required)
Inductively Coupled Plasma - Optical Emission Spectroscopy (ICPOES) Raw | samplePreparation | document | Sample Preparation and Calculations (required)
Inductively Coupled Plasma - Optical Emission Spectroscopy (ICPOES) Raw | methodDescription | document | Methods and Processing Description (required).
Inductively Coupled Plasma - Optical Emission Spectroscopy (ICPOES) Intermediate | ICPOESIntermediateTabular | tabularData | Inductively Coupled Plasma - Optical Emission Spectroscopy (ICP-OES) Intermediate Analysis Data product consists of: intermediate ICP-OES Data (ICPOESIntermediateTabular), Methods Description (methodDescription, required)
Inductively Coupled Plasma - Optical Emission Spectroscopy (ICPOES) Processed | ICPOESProcessedTabular | tabularData | Inductively Coupled Plasma - Optical Emission Spectroscopy (ICP-OES) processed ICP-OES Data (ICPOESProcessedTabular), Methods and Processing Description (methodDescription, required), documentation of data processing, sample preparation, instrument methodologies, or analytical methods. Can be text file, CSV file, or PDF.
Ion Chromatography (IC) | ICTabular | tabularData | Ion Chromatography (IC) product consists of IC Report File (ICTabular), Sample Preparation, Methods Description (required), and Instrument Generated Metadata. IC Report File is tabular data, contains sample ID, retention time, peak area and height, and anion concentration in mg/l.
Ion Chromatography (IC) | methodDescription | document | Methods Description (required)
Ion Chromatography (IC) | samplePreparation | document | Sample Preparation
Ion Chromatography (IC) | instrumentMetadata | document | Instrument Generated Metadata
Microprobe Two-Step Laser Mass Spectrometry (L2MS) | L2MSCube | dataCube | Microprobe Two-Step Laser Mass Spectrometry (µL2MS) Point Spectrum data product consists of: Time-of-flight Spectra data cube (L2MSCube), Registered Spectral Overview Image (L2MSOverviewImage), Mass Calibration Constants (Required), Map Descriptor (required? in metadata?), Location of Reference Images, and Spectral Plot. Time-of-flight Spectra must be delivered in a Data Cube standard format (HDF5 recommended). Map Descriptor--Grid spacing and dimensions for spatial maps [aren't these accounted for by spatial registration properties in registered image YAML?]. specific attributes on: photoionizationWavelength, plasmaShutter, massGate, ionizationTimeDelay.
Microprobe Two-Step Laser Mass Spectrometry (L2MS) | L2MSOverviewImage | image | Registered Spectral Overview Image (optional) -- image in TIFF format, if registered to basemap, include spatial registration properties.
Microprobe Two-Step Laser Mass Spectrometry (L2MS) | calibrationFile | document | Mass Calibration Constants (Required), Mass Calibration Constants--Calibration data and formula required to create Mass Spectra.
Microprobe Two-Step Laser Mass Spectrometry (L2MS) | L2MSSpectraPlot | document ¦ image
Microprobe Two-Step Laser Mass Spectrometry (L2MS) | supplementaryImage | image | Location of Reference Images;[ assume this is an annotated image?]
Laser Assisted Fluorination (LAF) Processed | LAFProcessed | tabularData | Laser Assisted Fluorination for Bulk Oxygen Isotope Ratio Measurements (LAF) processed LAF Analysis Data data product: processed Bulk Analysis Data (LAFProcessed), Annotated Optical Microscope Images, and Methods Description (required).Bulk Analysis Data, Processed is tabular data documenting deviation of the sample gas ion ratios relative to the reference gas ion ratios expressed in parts per thousand, delivered as a CSV file. Specific attributes: elementAnalyzed, sampleMassConsumed, sampleType.
Laser Assisted Fluorination (LAF) Processed | supplementaryImage | image | Annotated Optical Microscope Images
Laser Assisted Fluorination (LAF) Processed | methodDescription | document | Methods Description (required) Methods Description documents instrument set up, reference gas calibration values, and other important preparation information. This document must describe the naming convention used for the files in the collection, a description of the the standards and blanks and how to identify them in the data, and an explanation of the relationship between the files.
Laser Assisted Fluorination (LAF) Raw | LAFRaw | tabularData | Laser Assisted Fluorination for Bulk Oxygen Isotope Ratio Measurements (LAF) raw LAF Analysis Data data product consists of the following components: raw Bulk Analysis Data (LAFRaw), Annotated Optical Microscope Images (supplementaryImage), and Methods Description (required). Bulk Analysis Data, Raw instrument data in a CSV or other delimited tabular data format, a collection of all files produced during a full analysis run – the standards, the blanks, and the individual runs of the sample being analyzed. REQUIRED
Liquid Chromatography - Mass Spectrometry (LCMS) Collection |  | collection (image, document, dataCube, tabularData) | Liquid Chromatography - Mass Spectrometry (LC-MS). LC-MS data product consists of: LC-MS Chromatogram Collection, Single Ion Chromatogram (LCMSChromatogram), Visualizations and Graphs (LCMSVisualization), Methods Description [redundant with analytical methods description, ignore], Sample Preparation (samplePreparation, required), Analytical Method Document (methodDescription, REQUIRED), Peak Quantitation Files (LCMSPeaks), and Instrument Generated Metadata. The collection will consist of all of the files produced during a full analysis run – the standards, the blanks, and the individual runs of the sample being analyzed. Required: Raw data delivered as CDF or mzML format (LCMSRawData). Optional: CSV file.
Liquid Chromatography - Mass Spectrometry (LCMS) Collection | LCMSRawData | dataCube | Required: Raw data delivered as CDF or mzML format.
Liquid Chromatography - Mass Spectrometry (LCMS) Collection | LCMSChromatogram | image ¦ document | Single Ion Chromatogram
Liquid Chromatography - Mass Spectrometry (LCMS) Collection | LCMSVisualization | image ¦ document | Visualizations and Graphs (are these different from chromatograms?)
Liquid Chromatography - Mass Spectrometry (LCMS) Collection | samplePreparation | document
Liquid Chromatography - Mass Spectrometry (LCMS) Collection | methodDescription | document | analytical method supplementary document must include: 1) explanation of the naming convention used in the data collection, the relationship between the files, and how to identify the run number.; 2) explanation of how to identify the sample type (standard, blank, or sample); 3) description of the standard mixture of known compounds that are injected into the chromatograph-MS to help with quantifying and identifying the compounds in the sample for this particular output for each standard used.4) Identification of the compound class being analyzed: (e.g., “amino acids” or “hydrocarbons”) [SEE result target]
Liquid Chromatography - Mass Spectrometry (LCMS) Collection | LCMSPeaks | document | Peak Quantitation Files
Liquid Chromatography - Mass Spectrometry (LCMS) Collection | instrumentMetadata | document | Instrument Generated Metadata
LCMSMSCollection | TBD |  | [no repository items 2025-04] Liquid Chromatography with Tandem Mass Spectrometry (LC-MS-MS) LC-MS-MS data product consists of the following components: LC-MS-MS Data Collection, Single Ion Chromatogram, Visualizations and Graphs, Methods Description, Sample Preparation, Analytical Method Document, Peak Quantitation Files, and Instrument Generated Metadata. LC-MS-MS Data Collection consist of files produced during a full analysis run – the standards, the blanks, and the individual runs of the sample being analyzed. Required: Raw data delivered as CDF or mzML format.
Lock-In Thermography (LIT) image | LITImage | image | Lock-In Thermography (LIT) Lock-In Image Maps. Images converted to maps of amplitude, phase lag, topography, thermal diffusivity, thermal conductivity, and volumetric heat capacity of the sample (LITImage).
LIT2DDataCollection | TBD |  | [no repository items 2025-04] 2D Plot Data product consists of the following components: 2D Plot Data Collection, Laser Intensity and Frequency Tables (required), Analysis Location Images (required), Methods Description (required), and Instrument Generated Metadata.2D Plot Data-- amplitude or phase lag versus distance from heat source or frequency.
Lock-In Thermography (LIT) Collection |  | collection (image ¦ document, tabularData, spplementary image) | Lock-In Thermography (LIT) Polar Plot Data. Product consists of: Polar Plot Data, Laser Intensity and Frequency Tables (Required), Analysis Location Images (Required), Methods Description (Required), and Instrument Generated Metadata. | LITPolarDataCollection
Lock-In Thermography (LIT) Collection | LITPolarPlotData | tabularData ¦ document?
Lock-In Thermography (LIT) Collection | LITTabularData | tabular | Intensity and Frequency Tables (Required
Lock-In Thermography (LIT) Collection | supplementaryImage | image | Analysis Location Images (Required)
Lock-In Thermography (LIT) Collection | methodDescription | document | Methods Description (Required)
Lock-In Thermography (LIT) Collection | instrumentMetadata | document | Instrument Generated Metadata
Multi-Collector Inductively Coupled Plasma Mass Spectrometry (MCICPMS) Raw |  | collection (document, tabularData) | Multi-Collector Inductively Coupled Plasma Mass Spectrometry (MC-ICP-MS) Raw Data Measurements. Consists of: raw MC-ICP-MS data (MCICPMSRaw), Method and Session Description (methodDescription, Required), and Instrument Generated Metadata. MC-ICP-MS Raw Data Data Collection is created by combining(?) a series of individual data files delivered in a non-proprietary format. These files include: Required: Raw data delivered as an EXP file format; Required: Raw data and instrument conditions delivered as a LOG file format. | MCICPMSCollection
Multi-Collector Inductively Coupled Plasma Mass Spectrometry (MCICPMS) Raw | MCICPMSRaw | document | Required: Raw data delivered as an EXP file format
Multi-Collector Inductively Coupled Plasma Mass Spectrometry (MCICPMS) Raw | instrumentMetadata | document | required: instrument conditions delivered as a LOG file format.
Multi-Collector Inductively Coupled Plasma Mass Spectrometry (MCICPMS) Raw | methodDescription | document | Method and Session Description (methodDescription, Required
Multi-Collector Inductively Coupled Plasma Mass Spectrometry (MCICPMS) processed | MCICPMSTabular | tabularData | Multi-Collector Inductively Coupled Plasma Mass Spectrometry (MC-ICP-MS) Processed Data Measurements consists of: processed MC-ICP-MS data (MCICPMSTabular) and a Processing Description (methodDescription). An MC-ICP-MS Processed Data Product consists of summary data table.
Nanoscale Infrared Mapping (NanoIR) Background | NanoIRBackground | document ¦ image | Nanoscale Infrared Mapping (NanoIR) AFM Background Spectrum data product consists of: AFM Background Spectrum (NanoIRBackground), Analysis Location Image, Methods Description, and Instrument Generated Metadata. [not clear what is format of collection items] | NanoIRBackground
Nanoscale Infrared Mapping (NanoIR) Background | analysisLocation | image | Analysis Location Image
Nanoscale Infrared Mapping (NanoIR) Background | methodDescription | document
Nanoscale Infrared Mapping (NanoIR) Background | instrumentMetadata | document | Instrument Generated Metadata
Nanoscale Infrared Mapping (NanoIR) MapCollection |  | collection (image, document) | Nanoscale Infrared Mapping (NanoIR) AFM Maps data product consists of: AFM Maps, Methods Description, and Instrument Generated Metadata. | NanoIRMapCollection
Nanoscale Infrared Mapping (NanoIR) MapCollection | NanoIRMap | image | AFM Maps include, height, absorption, and phase [image?] maps (3 elements per set), but could include additional map types. [? map is a composite dataset]. If images are spatially registered, spatial registration metadata is required.
Nanoscale Infrared Mapping (NanoIR) MapCollection | methodDescription | document
Nanoscale Infrared Mapping (NanoIR) MapCollection | instrumentMetadata | document | Instrument Generated Metadata
Nanoscale Infrared Mapping (NanoIR) Point Data |  | Collection (document, tabularData?) | Nanoscale Infrared Mapping (NanoIR) AFM Point Analysis data product consists of: AFM Point, Analysis Location Image, Methods Description, and Instrument Generated Metadata. [AFM point is some kind of data collection, not clear what kind of files] | NanoIRPointCollection
Nanoscale Infrared Mapping (NanoIR) Point Data | NanoIRPointData | tabularData?
Nanoscale Infrared Mapping (NanoIR) Point Data | analysisLocation | image
Nanoscale Infrared Mapping (NanoIR) Point Data | methodDescription | document
Nanoscale Infrared Mapping (NanoIR) Point Data | instrumentMetadata | document | Instrument Generated Metadata
Nanoscale Secondary Ion Mass Spectrometry (NanoSIMS) Raw |  | Collection (document, tabularData) | NanoSIMS Spot Data Collection, Raw; a series of individual data file sets. Each set has these parts: Required 1) IS_TXT file-Spot measurement data delivered as a plain text file with .is_txt extension; 2) CSV file-Spot measurement data delivered as a CSV file with .csv extension; 3) CHK_IS file-Plain text metadata file generated by the instrument which record of many of the analytical conditions with .chk_is file name extension. | NanoSIMSCollection
Nanoscale Secondary Ion Mass Spectrometry (NanoSIMS) Raw | NanoSIMSRawText | document | IS_TXT file-Spot measurement data delivered as a plain text file with .is_txt extension
Nanoscale Secondary Ion Mass Spectrometry (NanoSIMS) Raw | NanoSIMSRaw | tabularData | CSV file-Spot measurement data delivered as a CSV file with .csv extension;
Nanoscale Secondary Ion Mass Spectrometry (NanoSIMS) Raw | instrumentMetadata | document | CHK_IS file-Plain text metadata file generated by the instrument which record of many of the analytical conditions with .chk_is file name extension.
Nanoscale Secondary Ion Mass Spectrometry (NanoSIMS) Image |  | collection (image, document) | Raster Ion Image Collection: set of ion images acquired during a single session. Each collection member is a set of files: required: 1) Image data delivered as a .im file; 2) Image metadata delivered as a .chk_im TXT file. Recommended: Image data delivered as a .tiff/png/or jpg file | NanoSIMSImageCollection
Nanoscale Secondary Ion Mass Spectrometry (NanoSIMS) Image | NanoSIMSImage | image | required: 1) Image data delivered as a .im file [these are proprietary; see file extension info for options to read these files]. Recommended: Image data delivered as a .tiff/png/or jpg file
Nanoscale Secondary Ion Mass Spectrometry (NanoSIMS) Image | instrumentMetadata | document | Image metadata delivered as a .chk_im TXT file
Nanoscale Secondary Ion Mass Spectrometry (NanoSIMS) Tabular | NanoSIMSTabular | tabularData | Spot Analysis Data product consists of the following components: processed NanoSIMS Tabular Data (NanoSIMSTabular), Annotated Image of Spot Location, and Instrument Generated Metadata. Compiled, processed data must be submitted as a CSV file. If measurements are performed on a cut and polished section or grain mount with fiducial marks spatial registration properties required. Recommended supplemental files: Annotated Image of Spot Location, | NanoSIMSTabular
Nanoscale Secondary Ion Mass Spectrometry (NanoSIMS) Tabular | supplementaryImage | image | Annotated Image of Spot Location
Nanoscale Secondary Ion Mass Spectrometry (NanoSIMS) Tabular | instrumentMetadata | document | Instrument Generated Metadata
NanoSIMSMap | TBD |  | [no repository instances 2025-04]. Raster Ion Image Map. Image map with no additional annotations from the software included on the image. Must include spatial registration data. ComponentType: imageMap; specific attribute: isotopeAnalyzed | NanoSIMSMap
Noble Gas and Nitrogen Static Mass Spectrometry (NGNSMS) Processed | NGNSMSProcessed | tabularData | Noble Gas and Nitrogen Static Mass Spectrometry (NG-NS-MS) Processed Data product consists of the following components: processed Analysis Data (NGNSMSProcessed) and a Data Processing Description Document (required). Processed analysis data is typically a set of tables exported from an excel workbook as individual CSV files (each with an accompanying YAML file).
Noble Gas and Nitrogen Static Mass Spectrometry (NGNSMS) Processed | methodDescription | document | Data Processing Description Document (required). Naming Scheme and Data Processing Description must include: 1) description of the the methods and processing steps taken for the dataset; 2) individual descriptions for each CSV file describing the content of the file; 3) description of the naming scheme used in the Science Tabular Data file
Noble Gas and Nitrogen Static Mass Spectrometry (NGNSMS) Raw | NGNSMSRaw | tabularData | Noble Gas and Nitrogen Static Mass Spectrometry (NG-NS-MS) Raw Data product consists of: raw Bulk Data (NGNSMSRaw), Run Log (NGNSMSRunLog, required), Naming Scheme and Method Description (required), and Instrument Generated Metadata. Bulk Data, Raw is Individual elemental analysis CSV files [??more that one per product??].
Noble Gas and Nitrogen Static Mass Spectrometry (NGNSMS) Raw | NGNSMSRunLog | document | Run Log (required),
Noble Gas and Nitrogen Static Mass Spectrometry (NGNSMS) Raw | methodDescription | document | Naming Scheme and Method Description must include 1) methods description and explanation of any data processing steps taken; 2) description of the individual file format including field descriptions for each column; 3) description of the naming scheme used in the Science Tabular Data file
Noble Gas and Nitrogen Static Mass Spectrometry (NGNSMS) Raw | instrumentMetadata | document | Instrument Generated Metadata
Particle Size Frequency Distribution (PSFD) | PSFDTabular | tabularData | Particle Size Frequency Distribution (PSFD) product consists of: Particle line Measurements (PSFDTabular), ESRI Shape File (PSFDShapeFile, required), and a Context Image (PSFDContextImage).
Particle Size Frequency Distribution (PSFD) | PSFDShapeFile | document(zip) | ESRI Shape File (required);One or more shape files can be included in a PSFD data product delivery, zipped into a single file.
Particle Size Frequency Distribution (PSFD) | PSFDContextImage | image | Optional context image has annotation with counts and a legend. Shapefile is registered to the image, with line segments for particle diameters.
Quadrupole Inductively Coupled Plasma Mass Spectrometry (QICPMS) Processed | QICPMSProcessedTabular | tabularData | Quadrupole Inductively Coupled Plasma Mass Spectrometry (Q-ICP-MS). An Q-ICP-MS Processed Data Product consists of processed Q-ICP-MS data (QICPMSProcessedTabular) and Method and Session Description (required).
Quadrupole Inductively Coupled Plasma Mass Spectrometry (QICPMS) Processed | methodDescription | document | Method and Session Description (required).
Quadrupole Inductively Coupled Plasma Mass Spectrometry (QICPMS) Raw | QICPMSRawTabular |  | Quadrupole Inductively Coupled Plasma Mass Spectrometry (Q-ICP-MS). Raw data product consists of the following components: raw Q-ICP-MS data (QICPMSRawTabular), Method and Session Description (required), Calibration File (QICPMSCalibration), and Instrument Generated Metadata
Quadrupole Inductively Coupled Plasma Mass Spectrometry (QICPMS) Raw | methodDescription | document | Method and Session Description (required)
Quadrupole Inductively Coupled Plasma Mass Spectrometry (QICPMS) Raw | calibrationFile | document
Quadrupole Inductively Coupled Plasma Mass Spectrometry (QICPMS) Raw | instrumentMetadata | document | Instrument Generated Metadata
Quantitative Reflective Imaging System (QRIS) Calibrated |  | Collection (image, document) | Quantitative Reflective Imaging System (QRIS) Calibrated Image data product consists of the following components: QRIS Calibrated Image (QRISCalibratedImage) Collection, Flat Field Images (QRISFlatFieldImage), and QRIS Calibrated Collection Description [is this different from the metadata file for the product?]. QRIS Calibrated Image Collection consists of sets of files with at least a QRIS image and corresponding metadata file pairs and any flat field calibration flies (QRISCalibrationFile) used in the set, however, the sets could also include QRIS images in multiple formats (PNG and TIFF) or QRIS images with grid lines or other annotations (supplementaryImage).
Quantitative Reflective Imaging System (QRIS) Calibrated | QRISCalibratedImage | image | could also include QRIS images in multiple formats (PNG and TIFF)
Quantitative Reflective Imaging System (QRIS) Calibrated | QRISFlatFieldImage | image | [are these different from calibration file?]
Quantitative Reflective Imaging System (QRIS) Calibrated | calibrationFile | document | Quantitative Reflective Imaging System (QRIS) QRIS Calibration File describes the calibrations and or settings used in one or more QRIS image acquisition sessions.
Quantitative Reflective Imaging System (QRIS) Raw |  | collection (image, document) | Quantitative Reflective Imaging System (QRIS) Raw Image data product consists of the following components: QRIS Raw Image Collection and QRIS Raw Collection Description. Raw Image Collection consists of sets of files with at least a QRIS image (QRISRawImage) and corresponding metadata file pairs, however, the sets could also include QRIS images in multiple formats (PNG and TIFF) or QRIS images with grid lines or other annotations.
Quantitative Reflective Imaging System (QRIS) Raw | QRISRawImage | image
Quantitative Reflective Imaging System (QRIS) Raw | methodDescription | document | QRIS Raw Collection Description
RAMAN Raw | RAMANRawTabular | tabularData | need description…
Resonance ionization time of flight noble gas mass spectrometry (RITOFNGMS) Spectra |  | Collection (document, tabularData?) | Resonance ionization time of flight noble gas mass spectrometry (RI-TOF-NGMS) Time of Flight Mass Spectra data product consists of the following components: Mass Spectra (the data), Methods Description (required), and Diary File. Time of Flight Mass Spectra Data Collection as set of files. Data producers must include an explanation of the naming convention used for the files in the data collection and an explanation of the relationship of the files to each other. Data product producers must also describe how to identify which files are associated with the samples, blanks, and standards. [yaml file for product must define relationships between component files; sample identifier for component files should differentiate sample, blank, standard]
Resonance ionization time of flight noble gas mass spectrometry (RITOFNGMS) Spectra | RITOFNGMSSpectra | tabularData? | Required: Time of Flight Mass Spectrum [?? tabular data??].
Resonance ionization time of flight noble gas mass spectrometry (RITOFNGMS) Spectra | methodDescription | document | Required: Methods Description--Description of the data processing, sample preparation, instrument methodologies, and analytical methods. May include images.
Resonance ionization time of flight noble gas mass spectrometry (RITOFNGMS) Processed | RITOFNGMSTabular | tabularData | Resonance ionization time of flight noble gas mass spectrometry (RI-TOF-NGMS) Isotope Ratios data product consists of: processed Isotope Ratios (the data), initial Isotope Ratios (RITOFNGMSTabular, required), Isotope Ratio Processing Metadata, and Isotope Ratio Processing Document. Isotope Ratios, Processed--Isotopic composition of, and amount of, gas released from, the sample in each of a set of laser heating analyses. The data file will include the amount of gas as well as the isotopic composition. Required: Isotope Ratios, Initial--Pre-processed isotope ratio file(s);
Resonance ionization time of flight noble gas mass spectrometry (RITOFNGMS) Processed | methodDescription | document | Isotope Ratio Processing Metadata, and Isotope Ratio Processing Document. Isotope Ratios,
Scanning Electron Microscopy Electron Backscatter Diffraction (SEMEBSD) Grain Image | SEMEBSDGrainImageMap | image | If measurements are performed on a cut and polished section or grain mount and will be spatially registered, use the Image Map fields, otherwise just the Data Image fields.
SEMEBSDGrainImageMapCube | TBD |  | [no repository instances 2025-04] HDF5 or EMD file format. Component type : DataCube. No specific attributes.
Scanning Electron Microscopy Energy Dispersive X-ray Spectroscopy (SEMEDS) image |  | collection (image) | SEM EDS Elemental Map Collection. a collection of images which can include composite images and single elements maps [componentType SEMEDSElementalMap]. A single collection should consist of images taken at the same time with the same magnification and image extents. These instructions are for images that will not registered to a Basemap using the automatic registration pipeline. Suggested supplemental files (all optional for SAMIS): Point Spectra Plot Figure/Image, Point Spectra Plot CSV, Point Spectra Area of Interest, Methods and Processing Document, Instrument Generated Metadata. [Need to look at instance data submissions to see what people are actually putting together in data package]
Scanning Electron Microscopy Energy Dispersive X-ray Spectroscopy (SEMEDS) image | SEMEDSElementalMap | image | individual elemental map, composite images or single elements maps, could be image or image map
Scanning Electron Microscopy Energy Dispersive X-ray Spectroscopy (SEMEDS) image | methodDescription | document | (optional…?)
Scanning Electron Microscopy Energy Dispersive X-ray Spectroscopy (SEMEDS) Point Data | SEMEDSPointSpectraPlot | document ¦ image
Scanning Electron Microscopy Energy Dispersive X-ray Spectroscopy (SEMEDS) Point Data | SEMEDSPointSpectraData | tabularData
SEMEDSRegElementalMaps | TBD |  | [no repository instances 2025-04] HDF5 or EMD file format. Component type : DataCube. No specific attributes. Like SEMEDSElementalMaps, but with spatial registration properties
SEMEDSElementalMapsCube | TBD |  | [no repository instances 2025-04] HDF5 or EMD file format. Component type : DataCube. No specific attributes.
Scanning Electron Microscopy Energy Dispersive X-ray Spectroscopy (SEMEDS) Point Data | SEMEDSPointData | tabularData | EDS Point Data product consists of a single tabular data file (SEMEDSPointData) with an accompanying YAML metadata file. If there are multiple point files, use the SEM EDS Point Data Collection. Suggested supplementary files: Point Spectra Visualization PDF, Methods and Processing Document [? are these composition data or x-ray spectra data?]
SEMEDSPointDataCube | TBD |  | [no repository instances 2025-04] HDF5 or EMD file format. Component type : DataCube. No specific attributes.
SEMEDSPointDataCollection | TBD |  | [no repository instances 2025-04] An EDS Point Data Collection product component consists of a collection of tabular data files with one accompanying metadata file. GeneralType : collection:Tabular data.
SEMFIBIonImage | TBD |  | [no repository instances 2025-04]. FIB Ion Image data product consists of the following components: Ion Image. Specific attributes energy:{decimal}, amperage:{decimal}, ionType:{string}, cutoffEnergy:{decimal}. generalType: image
Scanning Electron Microscopy High Resolution Cathodoluminescence (SEMHRCL) image | SEMHRCLMap | image | High Resolution Cathodoluminescence (HR-CL) Spectral Map; A HR-CL Image Map (SEMHRCLMap) is a pure data image exported as a TIFF file with no annotations or borders. If measurements are performed on a cut and polished section or grain mount with fiducial marks include spatial reference fields. Required: Annotated HR-CL Image that includes any annotations the HR-CL instrument automatically generates; Instrument Generated Metadata
Scanning Electron Microscopy High Resolution Cathodoluminescence (SEMHRCL) image | SEMHRCLimage | image | Required: Annotated HR-CL Image that includes any annotations the HR-CL instrument automatically generates
Scanning Electron Microscopy High Resolution Cathodoluminescence (SEMHRCL) image | instrumentMetadata | document | Instrument Generated Metadata
SEMHRCLCube | TBD |  | [no repository instances 2025-04] High Resolution Cathodoluminescence (HR-CL) 3D Spectral Map consists of HR-CL 3D Spectral Map and Instrument Generated Metadata. GeneralType: dataCube, formats HDF5 or NetCDF. Required: Instrument Generated Metadata
SEMHRCLTabular | TBD |  | [no repository instances 2025-04]. High Resolution Cathodoluminescence (HR-CL) Spectral Map consists of: Spectral Map and Instrument Generated Metadata. Spectral map is tabular data. Required: Instrument Generated Metadata
Scanning Electron Microscopy (SEM) Image | SEMImageCollection | Collection (image) | SEM Image Collection is a set of images acquired during the same analysis session packaged as a collection of images. It is up to the discretion of the data product producer to decide how the images should be grouped into the collections (all images from one session in the sample collection, multiple collections grouped by analysis interest, etc…) and the grouping should be described in the YAML metadata file as part of the description. | SEMImageCollection
Scanning Electron Microscopy (SEM) Image | SEMImageMap | image | ORex BDD uses same DataComponentType for spatially registered SEM image maps (SEMImageMap) and non-register SEM images (SEMImage). SEM Registered Image Map data product requires: a non-annotated Image Map with supplemental, annotated versions of the Image and Instrument Generated Metadata. It is recommended that the image map not have additional annotations from the software included on the image. Images with annotation should be treated as supplementary figures. Non registered SEM images only require an image with optional Instrument Generated Metadata.
Scanning Electron Microscopy (SEM) Image | SEMImage | image
Secondary Ion Mass Spectrometry (SIMS) Tabular | SIMSTabular | tabularData | Secondary Ion Mass Spectrometry (SIMS) Point Analysis data product consists of the following components: processed Point Analysis Data (SIMSTabular), Analysis Location Image (SIMSAnalysisLocationa), and Method and Procedure Description (required). processed Point Analysis data component must be a CSV file. Spatial registration metadata required if analyzed spots have location coordinates. | SIMSTabular
Secondary Ion Mass Spectrometry (SIMS) Tabular | analysisLocation | image
Secondary Ion Mass Spectrometry (SIMS) Tabular | methodDescription | document
SIMSRawImage | TBD |  | [no repository instances 2025-04] Secondary Ion Mass Spectrometry (SIMS) Raster Ion Images data product consists of the following components: raw Raster Ion Image and Method and Procedure Description (required).
SIMSProcessedImage | TBD |  | [no repository instances 2025-04] Raster Ion Image Map data product consists of the following components: processed Raster Ion Image Maps, Annotated Raster Ion Image (required), Method and Procedure Description (required), and Instrument Generated Metadata. SIMS Raster Ion Image Map data product component must always consist of an image map which cannot have additional annotations from the software included on the image. Images with annotation are treated as supplementary figures. Required supplementary file ; Annotated Raster Ion Image-- image map with metadata on the image like a scale bar, magnification, and date.
SIMSSCAPSMap | TBD |  | [no repository instances 2025-04] stacked CMOS active pixel sensor (SCAPS) Ion Image Map data product consists of the following components: SCAPS Ion Image Map, Annotated Ion Image (required), Analysis Location Image, and Processed Summary Data. SIMS Ion Image Map data product component must always consist of an image map which cannot have additional annotations from the software included on the image. Images with annotation are treated as supplementary figures.
SIMSCollection | TBD |  | [no repository instances 2025-04] Secondary Ion Mass Spectrometry (SIMS) Point Analysis data product consists of the following components: raw Point Analysis Data, Analysis Location Image, and Method and Procedure Description (required). Point Analysis Data, Raw--a set of data items consisting of Spot data delivered in a delimited text file [??], and Optional Analysis Location Image, which are annotated SE, BSE, or visible light thumbnail images that show a closeup area of the thin section sample and the location of analyzed spots marked and labeled.
SLSIndividualScanCollection |  | collection (image, document) | Structured Light Scanning (SLS) Partial Scan. A single, watertight 3D STL shape model is created by combining a series of individual partial scans. These scans are made up of four required parts: 1) individual partial scan text (SLSPartialScan) ; 2) individual partial scan texture map (SLSTextureMap) ; 3) individual partial scan Material Template Library (MTL) file (SLSMaterialTemplate); 4) individual partial scan 4x4 3D transformation matrix (SLSTransformation). These element sets shall be delivered as a Data Collection (Individual Scan Collection), a folder containing the four files listed above, or a set of folders containing a set of partial scan files.
SLSIndividualScanCollection | SLSPartialScan | document | individual partial scan text OBJ file with an .obj extension | SLSIndividualScanCollection
SLSIndividualScanCollection | SLSTextureMap | image | individual partial scan texture map as a .bmp file;
SLSIndividualScanCollection | SLSMaterialTemplate | document | individual partial scan Material Template Library (MTL) file that links the texture map (.bmp) to the partial scan (.obj). Delivered with .mtl extension;
SLSIndividualScanCollection | SLSTransformation | document | individual partial scan 4x4 3D transformation matrix used to align individual scan with other scans in constructing the merged shape model with a .txt extension. [format needs definition]
Structured Light Scanning (SLS) Shape Model | SLSShapeModel | document | Structured Light Scanning (SLS) 3D Shape Model. Product consists of a 3D Shape Model - OBJ text file (required, SLSShapeModel),potional 3D Shape Model - STL file; Shape Model Thumbnail Image (componentType--SLSShapeModelImage); and optional supplementary data products as needed e.g. , Instrument Generated Metadata (a scanner log file). | SLSShapeModel
Structured Light Scanning (SLS) Shape Model | SLSShapeModelImage | image | Shape Model Thumbnail Image
Structured Light Scanning (SLS) Shape Model | instrumentMetadata | document | Instrument Generated Metadata
Scanning Transmission Electron Microscopy Energy Dispersive X-ray Spectroscopy (STEMEDS) Cube | STEMEDSCube | dataCube | Energy-dispersive X-ray Spectral (EDS) 3D Spectra; product consists of the following components: EDS 3D Spectra or EDS 3D Spectra Data Collection, EDS Spectral Plot, Annotated Reference Image, and Instrument Generated Metadata. An EDS 3D Spectra data product component must always consist of a three dimensional data cube delivered as an HDF5 file and a corresponding YAML metadata file. | STEMEDSCube
Scanning Transmission Electron Microscopy Energy Dispersive X-ray Spectroscopy (STEMEDS) Cube | STEMEDSSpectraPlot | document ¦ image | EDS Spectra Plot
Scanning Transmission Electron Microscopy Energy Dispersive X-ray Spectroscopy (STEMEDS) Cube | supplementaryImage | image | Annotated Reference Image
Scanning Transmission Electron Microscopy Energy Dispersive X-ray Spectroscopy (STEMEDS) Cube | instrumentMetadata | document | Instrument Generated Metadata
Scanning Transmission Electron Microscopy Energy Dispersive X-ray Spectroscopy (STEMEDS) Tabular | STEMEDSTabular | tabularData | Energy-dispersive X-ray Spectral (EDS) Point Spectra; product consists of the following components: EDS Point Spectra (STEMEDSTabular), EDS Spectral Plot (STEMEDSSpectraPlot), Annotated Reference Image (supplementaryImage), and Instrument Generated Metadata (instrumentMetadata). | STEMEDSTabular
Scanning Transmission Electron Microscopy Energy Dispersive X-ray Spectroscopy (STEMEDS) Tabular | STEMEDSSpectraPlot | document ¦ image | EDS Spectra Plot
Scanning Transmission Electron Microscopy Energy Dispersive X-ray Spectroscopy (STEMEDS) Tabular | supplementaryImage | image | Annotated Reference Image
Scanning Transmission Electron Microscopy Energy Dispersive X-ray Spectroscopy (STEMEDS) Tabular | instrumentMetadata | document | Instrument Generated Metadata
Scanning Transmission Electron Microscopy Energy Dispersive X-ray Spectroscopy (STEMEDS) Tomography | STEMEDSTomo | dataCube | STEM/EDS Tomographic Dataset. An STEM/EDS tomographic data product consists of the following components: STEM/EDS tomographic dataset, optional supplementary files. STEM/EDS tomography involves collecting a series of two-dimensional STEM images and corresponding EDS data from different angles around a sample. These datasets are then reconstructed into a three-dimensional model, providing detailed information about the sample's internal structure and composition. Product is data cube, deliver in HDF5 [Need to see what is acutally submitted for archive-- 2-D images? EDS data, angles... 3-D model..?] | STEMEDSTomo
Scanning Transmission Electron Microscopy Energy Dispersive X-ray Spectroscopy (STEMEDS) Tomography | methodDescription | document
Scanning Transmission Electron Microscopy Electron Energy-loss Spectra (STEMEELS) Cube | STEMEELSCube | dataCube | Electron Energy-loss Spectra (EELS) 3D Spectra; product consists of the following components: EELS 3D Spectra (STEMEELSCube), EELS Spectral Plot (STEMEELSSpectraPlot), and Instrument Generated Metadata. A 3D Spectra data product component must always consist of a three dimensional data cube delivered as an HDF5 file and a corresponding YAML metadata file. This HDF5 file can contain one or more EELS spectra. | STEMEELSCube
Scanning Transmission Electron Microscopy Electron Energy-loss Spectra (STEMEELS) Cube | STEMEELSSpectraPlot | document ¦ image | EELS Spectra Plot
Scanning Transmission Electron Microscopy Electron Energy-loss Spectra (STEMEELS) Cube | instrumentMetadata | document | Instrument Generated Metadata
Scanning Transmission Electron Microscopy Electron Energy-loss Spectra (STEMEELS) Tabular | STEMEELSTabular | tabularData | Electron Energy-loss Spectra (EELS) Point Spectra; data product consists of the following components: EELS Point Spectra (STEMEELSTabular), EELS Spectral Plot, and Instrument Generated Metadata | STEMEELSTabular
Scanning Transmission Electron Microscopy Electron Energy-loss Spectra (STEMEELS) Tabular | STEMEELSSpectraPlot | document ¦ image | EELS Spectra Plot
Scanning Transmission Electron Microscopy Electron Energy-loss Spectra (STEMEELS) Tabular | instrumentMetadata | document | Instrument Generated Metadata
Scanning Transmission Electron Microscopy (STEM) Image | STEMImage | image | STEM Images data product consists of the following components: STEM Images (STEMImage) and Instrument Generated Metadata. | STEMImage
Scanning Transmission Electron Microscopy (STEM) Image | instrumentMetadata | document | Instrument Generated Metadata
Seismic Velocities and Rock Ultrasonic Elastic Constants (SVRUEC) | SVRUECTabular | Tabular | Seismic Velocities and Rock Ultrasonic Elastic Constants (SV-RUEC); data product consists of the following components: SV-RUEC Analysis Data (SVRUECTabular), Sample Reference Images, Waveform Plot, Waveform Plot Data, and Methods Description (required). | SVRUECTabular
Seismic Velocities and Rock Ultrasonic Elastic Constants (SVRUEC) | supplementaryImage | image | Sample Reference Images
Seismic Velocities and Rock Ultrasonic Elastic Constants (SVRUEC) | SVRUECWaveformPlot | document ¦ image | Waveform Plot
Seismic Velocities and Rock Ultrasonic Elastic Constants (SVRUEC) | SVRUECWaveformData | tabularData | Waveform Plot Data
Seismic Velocities and Rock Ultrasonic Elastic Constants (SVRUEC) | methodDescription | document | Methods Description (required)
TEMEDSImageCollection | TBD | collection | [no repository instances 2025-04] EDS 3D Spectral Image Collection is a collection of images extracted from a 3D Spectral Data Cube. A single collection should consist of images taken at the same time with the same magnification and image extents. [see package requirements for STEMEDSCube; do the supplemental files need to be included with image collection, or image collection link to STEMEDSCube data cube?]
Transmission Electron Microscopy (TEM) Image | TEMImage | image | TEM Image data product consists of the following components: TEM Image (TEMImage) and Instrument Generated Metadata. | TEMImage
Transmission Electron Microscopy (TEM) Image | instrumentMetadata | document | Instrument Generated Metadata
Transmission Electron Microscopy (TEM) Patterns Image | TEMPatternsImage | image | Electron-diffraction Patterns Images; product consists of: Electron-diffraction Patterns Image (TEMPatternsImage), Calibration Data, and Instrument Generated Metadata. | TEMPatternsImage
Transmission Electron Microscopy (TEM) Patterns Image | calibrationFile | document | Calibration Data
Transmission Electron Microscopy (TEM) Patterns Image | instrumentMetadata | document | Instrument Generated Metadata.
Time-of-flight secondary ion mass spectrometry (TOFSIMS) |  | collection (document, tabularData, image) | Time-of-flight secondary ion mass spectrometry (ToF-SIMS); ToF-SIMS Data Collection consists of : Data Collection, Peak list, Context Photography, Methods Description (Required), and Instrument Generated Metadata. Data Collection consists of some or all the following elements: Mass Spectrum Intensity vs m/q (text file); Mass Spectrum Intensity vs m/q (figure); Ion Images for peaks of interest (text file) - can be binned or un-binned. Specific attribute surfacePreTreatment | TOFSIMSCollection
Time-of-flight secondary ion mass spectrometry (TOFSIMS) | TOFSIMSMassSpectrumData | tabularData | Mass Spectrum Intensity vs m/q (text file);
Time-of-flight secondary ion mass spectrometry (TOFSIMS) | TOFSIMSMassSpectrumPlot | image ¦ document | Mass Spectrum Intensity vs m/q (figure);
Time-of-flight secondary ion mass spectrometry (TOFSIMS) | TOFSIMSIonImages | image ¦ document | Ion Images for peaks of interest (text file) - can be binned or un-binned.
Time-of-flight secondary ion mass spectrometry (TOFSIMS) | TOFSIMS | document | Peak list
Time-of-flight secondary ion mass spectrometry (TOFSIMS) | supplementaryImage | image | Context Photography
Time-of-flight secondary ion mass spectrometry (TOFSIMS) | methodDescription | document | Methods Description (Required),
Time-of-flight secondary ion mass spectrometry (TOFSIMS) | instrumentMetadata | document | Instrument Generated Metadata
Fluorescence Microscopy (UVFM) Image | UVFMImage | image | Visible / UV Fluorescence Microscopy (UVFM). UVFM single image data products consist of paired TIFF RGB images supplied as an UVF data image (UVFMImage) and an accompanying visible light supplementary image. Pixel size information should be included as a scale bar superimposed on the image as well as embedded as TAG in the TIFF metadata. | UVFMImage
Fluorescence Microscopy (UVFM) Image | supplementaryImage | image | an accompanying visible light supplementary image
UVFMImageCollection | TBD |  | [no repository instances] Visible / UV Fluorescence (UVFM) Image Collection. UVFM images can be submitted as a data collection when they are intended to be used or viewed together. The collection should consist of pairs of TIFF RGB images including one under normal illumination and the other under UV fluorescence.
Visible Light Microscopy (VLM) Image | VLMImage | image | Visible Light Microscopy (VLM). Product consists of: a VLM Image (VLMImage) and supplementary data products which can be include to provide context as needed. These supplementary components include Observation Documentation (methodDescription), Video (VLMVideo), and Instrument Generated Metadata. | VLMImage
Visible Light Microscopy (VLM) Image | methodDescription | document | components include Observation Documentation
Visible Light Microscopy (VLM) Image | VLMVideo | video
Visible Light Microscopy (VLM) Image | instrumentMetadata | document | Instrument Generated Metadata
VLMImageCollection | TBD |  | [no repository instances 2025-04].VLM Image collection consists of the following components: a VLM Image Collection, Observation Documentation, Video, and Instrument Generated Metadata. VLM images can be submitted as a data collection when they are intended to be used or viewed together. Examples of VLM images that make sense as a collection include images taken with the same magnification and extents with different light types, images takes as inputs into a larger mosaic image, or images that are part of a concerted investigation which is well described in the description and supplementary documentation.
Visible, near-infrared, and mid-infrared Spectroscopy (VNMIR) Point | VNMIRSpectralPoint | tabularData | Visible, near-infrared, and mid-infrared (VNMIR) Spectroscopy Spectral Point data product consists of: one or more Spectral Point Measurements which are delivered as a table of individual spectral points (VNMIRSpectralPoint); and supplementary components: Analysis Location Images, Spectral Plot, and Instrument Generated Metadata. If these points include spatial locations, tabular metadata must include the metadata required for spatial registration. | VNMIRSpectralPoint
Visible, near-infrared, and mid-infrared Spectroscopy (VNMIR) Point | analysisLocation | image | Analysis Location Images
Visible, near-infrared, and mid-infrared Spectroscopy (VNMIR) Point | VNMIRSpectraPlot | image ¦ document | Spectra Plot
Visible, near-infrared, and mid-infrared Spectroscopy (VNMIR) Point | instrumentMetadata | document | Instrument Generated Metadata
VNMIROverviewImage | TBD |  | [no repository instances 2025-04] Registered Spectral Overview Image TIFF file must be included if the analysis was performed on a cut and polished section sample with spatial registration metadata. Associated file links with VNMIRSpectralMap data cube if this is a separate product.
VNMIRSpectralMap | TBD |  | [no repository instances 2025-04] Visible, near-infrared, and mid-infrared (VNMIR) Spectroscopy Spectral Map data product consists of: 3D Spectral Map, which is a three dimensional data cube delivered as an HDF5 file [componentType: VNMIRSpectralMap]; a corresponding two dimensional spatially Registered Spectral Overview Image is a linked product [componentType: VNMIROverviewImage], or can be included bundled in product with the spectra; and supplementary components. This product description includes 2D line measurements, which can still be considered 3D data but are a special case where one of the spatial dimensions is 1. Supplementary data product components include Analysis Location Images and Instrument Generated Metadata. 3D Spectral Map data product must always consist of a three dimensional data cube delivered as an HDF5 file.
X-ray Absorption Near Edge Structure Hyperspectral Image Stack (XANES) |  | collection (image, document) | X-ray Absorption Near Edge Structure (XANES) Hyperspectral Image Stack; consists of the following components: 3D Spectral Map, Methods Description, Indexed Overview Image, and Instrument Generated Metadata. A XANES 3D spectral map will be delivered as a collection of TIFF image stacks [componentType: XANESImageStack]. The collection should consist of multilayer TIFFs (the image stacks), a representative PNG for each stack [componentType: XANESStackOverviewImage], and a metadata file for each stack. Note, this collection could contain a single image file. | XANESCollection
X-ray Absorption Near Edge Structure Hyperspectral Image Stack (XANES) | XANESImageStack | imageStack | a collection of TIFF image stacks [need to figure out what metadata for this looks like], The collection should consist of multilayer TIFFs (the image stacks),
X-ray Absorption Near Edge Structure Hyperspectral Image Stack (XANES) | XANESStackOverviewImage | image | representative PNG for each stack
X-ray Absorption Near Edge Structure Hyperspectral Image Stack (XANES) | methodDescription | document
X-ray Absorption Near Edge Structure Hyperspectral Image Stack (XANES) | instrumentMetadata | document | Instrument Generated Metadata
XANESRawTabular | TBD |  | [no repository items 2025-04] XANES Line Scans, Raw. consists of: raw Spectral Data, Methods Description, Indexed Overview Image, and Instrument Generated Metadata. GeneralType: tabularData. No specific attributes.
XANESProcessedTabular | TBD |  | [no repository items 2025-04] XANES Line Scans, Processed; consists of the following components: processed ROI Spectral Data, Methods Description, Indexed Overview Image, and Instrument Generated Metadata. GeneralType: tabularData. No specific attributes.
X-ray Computed Tomography (XCT) Image Collection |  | collection (imageStack, video, document) | X-ray Computed Tomography (XCT) XCT Image data product consists of: XCT Image Collection, uXCT Movies, and Instrument Generated Metadata. XCT Image Collection - TIFF Stacks of CT Slices. Raw TIFF images are consolidated and treated as a single data product. [ Need to compare to actual data submission] | XCTImageCollection
X-ray Computed Tomography (XCT) Image Collection | XCTImageCollection | imageStack | TIFF Stacks of CT Slices. Raw TIFF images are consolidated and treated as a single data product.
X-ray Computed Tomography (XCT) Image Collection | XCTVideo | video | uXCT Movies
X-ray Computed Tomography (XCT) Image Collection | instrumentMetadata | document | Instrument Generated Metadata
X-ray Diffraction (XRD) Tabular | XRDTabular |  | X-ray Diffraction (XRD) product consists of: Diffraction Spectra [componentType: XRDTabular], Diffraction Pattern Image , Indexed Image, and Instrument Generated Metadata. Diffraction Spectra--Raw data instrument output must be exported as a non-proprietary Comma Separated Value (CSV) (preferred) or other Tabular Delimiter Separated Value format. | XRDTabular
X-ray Diffraction (XRD) Tabular | XRDDiffractionPattern |  | Diffraction Pattern Image (required)
X-ray Diffraction (XRD) Tabular | XRDIndexedImage |  | Indexed Image (required), An image file saved with peaks from identified phases overlying the XRD pattern.
X-ray Diffraction (XRD) Tabular | instrumentMetadata |  | Instrument Generated Metadata
| analysisLocation | image | An image showing the locations of analysis points, lines, or areas documented in the data product.
| areaOfInterest | image | Lower dimensional, zoomed, or area specific investigations into a larger data product. [use for indicating general area where analytical data were collected, or target for future analysis]
| instrumentMetadata | document | Instrument produced text files with automatically generated metadata fields. Typically provides information about instrument cofiguration and state, not a log of events.
| annotatedImage | image | A version of an image that includes science data and additional annotation in the border of the image or superimposed on the science data. Examples include the addition of scale bars, boarders with axis information, labeled analysis points, etc. [was SAMIS annotatedProduct] Kind of supplementaryImage]
| calibrationFile | document | A file documenting instrument specific corrections applicable to the product. Metadata for product should describe relation between calibration, raw data, and final data product.
| contextPhotography | image | Supplementary photographs of laboratory setup or procedures, includes software interface screen shots. Kind of supplementaryImage.
| contextVideo | video | Supplementary video of laboratory setup or procedures
| methodDescription | document | File that documents data processing, sample preparation, instrument methodologies, and analytical methods.
| report | document | A standalone document that may contain images, plots, and text compiled to give context to a data product. [recommendation is to use methodDescription, instrumentData, or samplePreparation documents to be more specific. Reports should focus on interpretation of analytical results. ]
| shapefile | zip [other] | A zip archive file that contain a GIS Shapefile (see https://downloads.esri.com/support/whitepapers/mo_/shapefile.pdf for specification). All file names adhere to the 8.3 naming convention. Shapefiles have three file components: main file, the index file, and the dBASE file, all with the the same name prefix. The prefix must start with an alphanumeric character (a–Z, 0–9), followed by zero or up to seven characters (a–Z, 0–9, _, -). The suffix for the main file is .shp. The suffix for the index file is .shx. The suffix for the dBASE table is .dbf. All letters in a file name are in lower case on operating systems with case sensitive file names.
| quickLook | image | An image used for quick look information gathering in preparation of scientific analysis, but is not of scientific value itself. Kind of supplementaryImage.
| plot | document ¦ image | An image of a plot showing spectrum or other X-Y data products. Might be image or pdf. Metadata should specify the X and Y coordinates, and link to the data that is used for the visualization. A kind of supplementaryImage.
| logFile | document | A file that contains information about usage patterns, activities, and operations within a software program or instrument during creation of the product. Log files focus on events in a history.
| inputFile | document | A prepared input file to analysis software of an instrument [no instances so far in actual submissions…]
| code | document | A text file containing source code for software that can be used to view, analyze, or process submitted data. [no instances so far in actual submissions…]
| worldFile | document | a text file containing paramters used to transform source X-Y coordinates into some other spatial reference system for spatial registration of data between different images or vector data formats. Kind of supplementaryDocument.
Note on B1: Stephen Richard: see https://osiris-rex.atlassian.net/wiki/spaces/SDPD/pages/450527251 for SAMIS supplemental document types
Note on B270: Stephen Richard: Observation documentation is a collection of images, plots, and text compiled to give context to an individual data product

## attributes
Fields | group | basemap_type | AIVAImage_type | EMPAImage_type | LITImage_type | LITPolarDataCollection | STEMImage | TEMImage_type | TEMPatternsImage_type | UVFMImage_type | VLMImage_type | SEMEBSDGrainImageMap_type | SEMEDSElementalMaps_type | SEMEDSRegElementalMaps | SEMHRCLMap_type | SEMImageMap_type | SEMImageCollection | TEMEDSImageCollection_type | NanoSIMSImageCollection_type | EMPAImageCollection_type | GCMSCollection_type | ARGTCollection_type | TOFSIMSCollection | XANESCollection | AMSProcessedData_type | AMSRawData_type | DSCHeatTabular_type | DSCResultsTabular_type | EMPAQEATabular_type | EAIRMSCollection_type | FTICRMSTabular_type | GPYCProcessedTabular_type | GPYCRawTabular | HRICPMSProcessed_type | ICPOESRawTabular | ICPOESIntermediateTabular_type | ICPOESProcessedTabular_type | ICTabular | LAFProcessed_type | LAFRaw_type | MCICPMSTabular_type | MCICPMSCollection | NanoIRBackground_type | NanoIRPointCollection_type | NanoIRMapCollection | NanoSIMSCollection | NanoSIMSTabular_type | NGNSMSRaw_type | NGNSMSProcessed | PSFDTabular_type | RITOFNGMSCollection_type | RITOFNGMSTabular_type | SEMEDSPointData_type | VNMIRSpectralPoint_type | SIMSTabular_type | STEMEDSTabular_type | STEMEELSTabular_type | SVRUECTabular | STEMEELSCube | XRDTabular_type | FTICRMSCube_type | L2MSCube_type | STEMEDSCube_type | SEMEDSElementalMapsCube | LCMSCollection_type | STEMEDSTomo_type | HRICPMSRaw_type | QICPMSProcessedTabular | QICPMSRawTabular | QRISCalibratedCollection_type | QRISCalibrationFile_type | QRISRawCollection_type | SLSPartialScan | SLSShapeModel_type | XCTImageCollection_type | XCTImageCollection_type | ARGTDocument | analysisLocation_type | areaOfInterest_type | instrumentMetadata_type | annotatedProduct_type | calibrationFile_type | contextPhotography_type | contextVideo_type | methodDescription_type | report_type | shapefiles_type | column_type | dimensions_type | addl_files_type | stringArray_type
generalType |  | imageMap | image | image ¦ imageMap | image | collection-composite | image | image | image | image (pair) | image | imageMap ¦ image | image | imageMap | imageMap ¦ image | imageMap ¦ image | collection:image | collection:image | collection: image ¦ Document | collection: image ¦ imageMap | collection/composite dataset: dataCube, tabularData, document | collection: document, tabularData | collection: document | collection: image | TabularData, document | TabularData, document | TabularData, document | TabularData | TabularData, document | collection/composite dataset: TabularData, document | TabularData, document | TabularData | TabularData, document | TabularData, document | TabularData, document | TabularData, document | TabularData, document | TabularData, document | TabularData | collection: TabularData | TabularData | composite dataset: document | collection: ? | collection: ? | collection: ? | collection: TabularData ¦ document | TabularData | composite dataset: tabularData, document | composite dataset: tabularData, document | composite dataset: tabularData, other | collection:tabularData | tabularData, document | Tabular data | TabularData | TabularData, document | TabularData | tabularData | tabularData, document | dataCube | Composite dataset: tabularData, image | DataCube, document | DataCube | dataCube | dataCube | other, documenent | dataCube | document | TabularData, document | TabularData, document | collection:image | document | collection:image | compositeDataset: other | other, image | collection:image | collection:image | document
countDetailFields |  | 0 | 0 | 1 | 0 | 0 | 0 | 0 | 0 | 0 | 0 | 0 | 0 | 0 | 0 | 0 | 0 | 0 | 2 | 1 | 0 | 1 | 1 | 0 | 0 | 0 | 1 | 0 | 1 | 2 | 0 | 0 | 0 | 0 | 2 | 0 | 0 | 0 | 3 | 0 | 0 | 0 | 0 | 2 | 0 | 2 | 0 | 0 | 0 | 2 | 2 | 0 | 0 | 25 | 0 | 0 | 0 | 0 | 0 | 5 | 0 | 7 | 0 | 0 | 0 | 0 | 0 | 0 | 0 | 4 | 1 | 6 |  | 6 | 24 | 34 |  | 4 | 3 | 1 | 3 | 1 | 3 | 1 | 2 | 4 | 1 | 7 | 3 | 0 | 0
all
dataComponent{string} |  | dataComponent{string} | dataComponent{string} | dataComponent{string} | dataComponent{string} | dataComponent{string} | dataComponent{string} | dataComponent{string} | dataComponent{string} | dataComponent{string} | dataComponent{string} | dataComponent{string} | dataComponent{string} | dataComponent{string} | dataComponent{string} | dataComponent{string} | dataComponent{string} | dataComponent{string} | dataComponent{string} | dataComponent{string} | dataComponent{string} | dataComponent{string} | dataComponent{string} | dataComponent{string} | dataComponent{string} | dataComponent{string} | dataComponent{string} | dataComponent{string} | dataComponent{string} | dataComponent{string} | dataComponent{string} | dataComponent{string} | dataComponent{string} | dataComponent{string} | dataComponent{string} | dataComponent{string} | dataComponent{string} | dataComponent{string} | dataComponent{string} | dataComponent{string} | dataComponent{string} | dataComponent{string} | dataComponent{string} | dataComponent{string} | dataComponent{string} | dataComponent{string} | dataComponent{string} | dataComponent{string} | dataComponent{string} | dataComponent{string} | dataComponent{string} | dataComponent{string} | dataComponent{string} | dataComponent{string} | dataComponent{string} | dataComponent{string} | dataComponent{string} | dataComponent{string} | dataComponent{string} | dataComponent{string} | dataComponent{string} | dataComponent{string} | dataComponent{string} | dataComponent{string} | dataComponent{string} | dataComponent{string} | dataComponent{string} | dataComponent{string} | dataComponent{string} | dataComponent{string} | dataComponent{string} | dataComponent{string} | dataComponent{string} | dataComponent{string} | dataComponent{string} | data_component_{string} | data_component_{string}
description: {string} |  | description: {string} | description: {string} | description: {string} | description: {string} | description: {string} | description: {string} | description: {string} | description: {string} | description: {string} | description: {string} | description: {string} | description: {string} | description: {string} | description: {string} | description: {string} | description: {string} | description: {string} | description: {string} | description: {string} | description: {string} | description: {string} | description: {string} | description: {string} | description: {string} | description: {string} | description: {string} | description: {string} | description: {string} | description: {string} | description: {string} | description: {string} | description: {string} | description: {string} | description: {string} | description: {string} | description: {string} | description: {string} | description: {string} | description: {string} | description: {string} | description: {string} | description: {string} | description: {string} | description: {string} | description: {string} | description: {string} | description: {string} | description: {string} | description: {string} | description: {string} | description: {string} | description: {string} | description: {string} | description: {string} | description: {string} | description: {string} | description: {string} | description: {string} | description: {string} | description: {string} | description: {string} | description: {string} | description: {string} | description: {string} | description: {string} | description: {string} | description: {string} | description: {string} | description: {string} | description: {string} | description: {string} | description: {string} | description: {string} | description: {string} | description: {string} | description: {string} | description: {string} | description: {string} | description: {string} | description: {string} | description: {string} | description: {string} | description: {string} | description: {string} | description: {string} | description: {string}
doi: {string} |  | doi: {string} | doi: {string} | doi: {string} | doi: {string} | doi: {string} | doi: {string} | doi: {string} | doi: {string} | doi: {string} | doi: {string} | doi: {string} | doi: {string} | doi: {string} | doi: {string} | doi: {string} | doi: {string} | doi: {string} | doi: {string} | doi: {string} | doi: {string} | doi: {string} | doi: {string} | doi: {string} | doi: {string} | doi: {string} | doi: {string} | doi: {string} | doi: {string} | doi: {string} | doi: {string} | doi: {string} | doi: {string} | doi: {string} | doi: {string} | doi: {string} | doi: {string} | doi: {string} | doi: {string} | doi: {string} | doi: {string} | doi: {string} | doi: {string} | doi: {string} | doi: {string} | doi: {string} | doi: {string} | doi: {string} | doi: {string} | doi: {string} | doi: {string} | doi: {string} | doi: {string} | doi: {string} | doi: {string} | doi: {string} | doi: {string} | doi: {string} | doi: {string} | doi: {string} | doi: {string} | doi: {string} | doi: {string} |  | doi: {string} | doi: {string} | doi: {string} | doi: {string} | doi: {string} | doi: {string} | doi: {string} | doi: {string} | doi: {string} | doi: {string} | doi: {string} | doi: {string} | doi: {string} | doi: {string} | doi: {string} | doi: {string} | doi: {string} | doi: {string} | doi: {string} | doi: {string} | doi: {string} | doi: {string} | doi: {string}
resultTarget: {defs/stringArray_type} |  |  |  |  | [topography, thermal diffusivity, thermal conductivity, and volumetric heat capacity…] | [15 empty] | [compound class] | see isotopeType | [elements or molecules?] | [element, edge?] | [isotope] | [isotope] | [see analysisType (heat capacity, DSC)] | ["heat capacity"] | [elements] | [see elements] | [elements] | [7 empty] | [see ElementAnalyzed] | [21 empty] | [elements]
supplementary file
_original_name: {string} | [77 empty] | _original_name: {string} |  | _original_name: {string} | _original_name: {string} | _original_name: {string} |  |  | _original_name: {string} | _original_name: {string} | _original_name: {string}
associatedFiles: {defs/stringArray_type} | [20 empty] | associatedFiles: {defs/stringArray_type} | [54 empty] | associated_files: {defs/stringArray_type} |  | associatedFiles: {defs/stringArray_type} | associatedFiles: {defs/stringArray_type} | associatedFiles: {defs/stringArray_type} | associatedFiles: {defs/stringArray_type} | associatedFiles: {defs/stringArray_type} | associatedFiles: {defs/stringArray_type} | associatedFiles: {defs/stringArray_type} | associatedFiles: {defs/stringArray_type} | associatedFiles: {defs/stringArray_type} | associatedFiles: {defs/stringArray_type}
| image | [68 empty] | associatedFiles: {defs/stringArray_type}
acquisitionTime: {string} |  |  |  | acquisitionTime: {string} [optional] | acquisitionTime: {string} [optional] |  | acquisitionTime: {string} [optional] | acquisitionTime: {string} [optional] | acquisitionTime: {string} [optional] |  | acquisitionTime: {string} [optional] | acquisitionTime: {string} [optional] |  |  | acquisitionTime: {string} | acquisitionTime: {string}
channel1: {string} |  | channel1: {string} | channel1: {string} | channel1: {string} | channel1: {string} |  | channel1: {string} | channel1: {string} | channel1: {string} | channel1: {string} | channel1: {string} | channel1: {string} |  |  | channel1: {string} | channel1: {string} |  |  |  | channel1: {string} |  |  |  |  | channel1: {string}
channel2: {string} |  | channel2: {string} | channel2: {string} | channel2: {string}[optional] | channel2: {string}[optional] |  | channel2: {string}[optional] | channel2: {string}[optional] | channel2: {string}[optional] | channel2: {string} | channel2: {string}[optional] | channel2: {string}[optional] |  |  |  | channel2: {string}[optional] | [8 empty] | channel2: {string}
channel3: {string} |  | channel3: {string} | channel3: {string} | channel2: {string}[optional] | channel2: {string}[optional] |  | channel2: {string}[optional] | channel2: {string}[optional] | channel2: {string}[optional] | channel3: {string} | channel2: {string}[optional] | channel2: {string}[optional] |  |  |  | channel2: {string}[optional] | [8 empty] | channel3: {string}
illuminationType: {string} |  |  |  | "electron beam" | [6 empty] | illuminationType: {string}
imageType: {depends on dataComponent} |  |  |  | see signalUsed |  |  | imageType: {defs/temImage_type} |  | imageType: {defs/temImage_type} |  |  |  | imageType: {defs/semedsImage_type} | imageType: {defs/semedsImage_type} |  | imageType: {defs/semImage_type} | imageType: {array defs/semImage_type} | imageType: {defs/temImage_type}
map
coordDef: {string} |  |  |  | coordDef: {string} | [6 empty] | coordDef: {string} | coordDef: {string} |  | coordDef: {string} | coordDef: {string} | coordDef: {string} |  |  |  | coordDef: {string}
coordUnits: {string} |  |  |  | coordUnits: {string} | [6 empty] | coordUnits: {string} | coordUnits: {string} |  | coordUnits: {string} | coordUnits: {string} | coordUnits: {string} |  |  |  | coordUnits: {string} | [8 empty] | coordUnits: {string} | [17 empty] | coordUnits: {string} | [6 empty] | coordUnits: {string} | coordUnits: {string}
originLocation: {string} |  |  |  | originLocation: {string} | [6 empty] | originLocation: {string} | originLocation: {string} |  | originLocation: {string} | originLocation: {string} | originLocation: {string} |  |  |  | originLocation: {string}
originX: {integer} |  |  |  | originX: {integer} | [6 empty] | originX: {integer} | originX: {integer} |  | originX: {number} | originX: {number} | originX: {number} |  |  |  | originX: {integer}
originY: {integer} |  |  |  | originY: {integer} | [6 empty] | originY: {integer} | originY: {integer} |  | originY: {number} | originY: {number} | originY: {number} |  |  |  | originY: {integer}
originZ: {integer} |  |  |  | originZ: {integer} | [6 empty] | originZ: {integer} | originZ: {integer} |  | originZ: {number} | originZ: {number} | originZ: {number} |  |  |  | originZ: {integer}
pixelScaleX: {number} |  | pixelScaleX: {number} |  | pixelScaleX: {number} |  |  | pixelScaleX: {number} | pixelScaleX: {number} |  |  | pixelScaleX: {number} | pixelScaleX: {number} |  | pixelScaleX: {number} | pixelScaleX: {number} | pixelScaleX: {number} |  |  |  | pixelScaleX: {number}
pixelScaleY: {number} |  | pixelScaleY: {number} |  | pixelScaleY: {number} |  |  | pixelScaleY: {number} | pixelScaleY: {number} |  |  | pixelScaleY: {number} | pixelScaleY: {number} |  | pixelScaleY: {number} | pixelScaleY: {number} | pixelScaleY: {number} |  |  |  | pixelScaleY: {number}
pixelSize: {number} | [9 empty] | pixelSize: {number}
pixelUnits: {string} |  | pixelUnits: {string} |  | pixelUnits: {string} |  |  | pixelUnits: {string} | pixelUnits: {string} |  |  | pixelUnits: {string} | pixelUnits: {string} |  | pixelUnits: {string} | pixelUnits: {string} | pixelUnits: {string} |  |  |  | pixelUnits: {string}
pxScaleX: {number} | [6 empty] | pxScaleX: {number} | pxScaleX: {number} | pxScaleX: {number}
pxScaleY: {number} | [6 empty] | pxScaleY: {number} | pxScaleY: {number} | pxScaleY: {number}
pxUnits: {string} | [6 empty] | pxUnits: {string} | pxUnits: {string} | pxUnits: {string}
TabularData
colNum: {integer} | [87 empty] | colNum: {integer}
columns: {defs/column_type} | [24 empty] | columns: {defs/column_type} | columns: {defs/column_type} | columns: {defs/column_type} | columns: {defs/column_type} | columns: {defs/column_type} | columns: {defs/column_type} | columns: {defs/column_type} | columns: {defs/column_type} |  | columns: {defs/column_type} |  | columns: {defs/column_type} | columns: {defs/column_type} |  | columns: {defs/column_type} | columns: {defs/column_type} | columns: {defs/column_type} |  | columns: {defs/column_type} | columns: {defs/column_type} |  |  | columns: {defs/column_type} | columns: {defs/column_type} | columns: {defs/column_type} | columns: {defs/column_type} | columns: {defs/column_type} | columns: {defs/column_type} | columns: {defs/column_type} | columns: {defs/column_type} | columns: {defs/column_type} | columns: {defs/column_type} | columns: {defs/column_type} | columns: {defs/column_type} |  | columns: {defs/column_type} |  |  | columns: {defs/column_type} | [12 empty] | columns: {defs/column_type}
countColumns: {integer} | [24 empty] | countColumns: {integer} | countColumns: {integer} | countColumns: {integer} | countColumns: {integer} | countColumns: {integer} | countColumns: {integer} | countColumns: {integer} | countColumns: {integer} |  | countColumns: {integer} |  | countColumns: {integer} | countColumns: {integer} |  | countColumns: {integer} | countColumns: {integer} | countColumns: {integer} |  | countColumns: {integer} | countColumns: {integer} |  |  | countColumns: {integer} | countColumns: {integer} | countColumns: {integer} | countColumns: {integer} | countColumns: {integer} | countColumns: {integer} | countColumns: {integer} | countColumns: {integer} | countColumns: {integer} | countColumns: {integer} | countColumns: {integer} | countColumns: {integer} |  | countColumns: {integer} |  |  | countColumns: {integer} | [12 empty] | count_columns: {integer}
countRows: {integer} | [24 empty] | countRows: {integer} | countRows: {integer} | countRows: {integer} | countRows: {integer} | countRows: {integer} | countRows: {integer} | countRows: {integer} | countRows: {integer} |  | countRows: {integer} |  | countRows: {integer} | countRows: {integer} |  | countRows: {integer} | countRows: {integer} | countRows: {integer} |  | countRows: {integer} | countRows: {integer} |  |  | countRows: {integer} | countRows: {integer} | countRows: {integer} | countRows: {integer} | countRows: {integer} | countRows: {integer} | countRows: {integer} | countRows: {integer} | countRows: {integer} | countRows: {integer} | countRows: {integer} | countRows: {integer} |  | countRows: {integer} |  |  | countRows: {integer} | [12 empty] | count_rows: {integer}
headerRowCount: {integer} | [24 empty] | headerRowCount: {integer} | headerRowCount: {integer} | headerRowCount: {integer} | headerRowCount: {integer} | headerRowCount: {integer} | headerRowCount: {integer} | headerRowCount: {integer} | headerRowCount: {integer} |  | headerRowCount: {integer} |  | headerRowCount: {integer} | headerRowCount: {integer} |  | headerRowCount: {integer} | headerRowCount: {integer} | headerRowCount: {integer} |  | headerRowCount: {integer} | headerRowCount: {integer} |  |  | headerRowCount: {integer} | headerRowCount: {integer} | headerRowCount: {integer} | headerRowCount: {string} | headerRowCount: {integer} | headerRowCount: {integer} | headerRowCount: {integer} | headerRowCount: {integer} | headerRowCount: {integer} | headerRowCount: {integer} | headerRowCount: {integer} | headerRowCount: {integer} |  | headerRowCount: {integer} |  |  | headerRowCount: {integer} | [12 empty] | header_row_count: {integer}
xCoordCol: {integer} | [28 empty] | xCoordCol: {integer} | [17 empty] | xCoordCol: {integer} | [6 empty] | xCoordCol: {integer} | xCoordCol: {integer}
yCoordCol: {integer} | [28 empty] | yCoordCol: {integer} | [17 empty] | yCoordCol: {integer} | [6 empty] | yCoordCol: {integer} | yCoordCol: {integer}
zCoordCol: {integer} | [28 empty] | zCoordCol: {integer} | [17 empty] | zCoordCol: {integer} | [6 empty] | zCoordCol: {integer} | zCoordCol: {integer}
cube
dataComponentResource: {string} | [61 empty] | dataComponentResource: {string} |  | dataComponentResource: {string} | dataComponentResource: {string} | dataComponentResource: {string}
dimension: {string} | [20 empty] | dimensions: {defs/dimensions_type} | [37 empty] | dimensions:{array def/dimension_type} |  | dimensions: {defs/dimensions_type} | dimensions: {defs/dimensions_type} | dimensions: {defs/dimensions_type} | dimensions: {defs/dimensions_type} | dimensions: {defs/dimensions_type} | dimensions: {defs/dimensions_type} | [22 empty] | dimension: {string}
collection
filelist: {defs/stringArray_type} | [19 empty] | filelist: {defs/stringArray_type}
addl_files: {defs/addl_files_type} | [84 empty] | addl_files: {defs/addl_files_type} | addl_files: {defs/addl_files_type}
isotopeAnalyzed: {string} | [18 empty] | isotopeAnalyzed: {string} |  |  | isotopeAnalyzed: {string} | [21 empty] | isotopeAnalyzed: {string} |  | isotopeAnalyzed: {string} | [30 empty] | isotopeType:{def/stringArray}
phaseAnalyzed: {string} | [18 empty] | phaseAnalyzed: {string} | [24 empty] | phaseAnalyzed: {string} |  | phaseAnalyzed: {string}
spectrometersUsed: {string} | [28 empty] | spectrometersUsed: {string}
element{string} | [29 empty] | element{string} | [8 empty] | elementAnalyzed: {string}
massConsumed: {string} | [29 empty] | massConsumed: {string} | [8 empty] | sampleMassConsumed: {number}
sampleName: {string} | [38 empty] | sampleType: {string} | [22 empty] | sampleName: {string}
imageName: {defs/stringArray_type} | [49 empty] | imageName: {defs/stringArray_type}
imageViewingConditions:{text} | [49 empty] | imageViewingConditions: {text}
signalUsed: {string} |  |  |  | signalUsed: {string} | [15 empty] | signalsUsed: {string}
detector: {string} | [53 empty] | detector: {string} | [20 empty] | detectorType:{string} | detector_{string}
beamsplitter: {string} | [53 empty] | beamsplitter: {string}
calibrationFile: {string} | [53 empty] | calibrationStandards: {string} | [15 empty] | calibrationFile: {string} |  | calibrationFile: {string}
comments: {null} | [53 empty] | comments: {null}
countScans: {integer} | [53 empty] | numberOfScans: {integer} | [19 empty] | countScans: {integer}
eMaxFitRegionMax: {string} | [53 empty] | eMaxFitRegionMax: {string}
eMaxFitRegionMin: {string} | [53 empty] | eMaxFitRegionMin: {string}
emissionAngle: {number} | [53 empty] | emissionAngle: {number}
emissivityMaximum: {string} | [53 empty] | emissivityMaximum: {string}
environmentalPressure: {number} | [53 empty] | environmentalPressure: {number}
incidenceAngle: {number} | [53 empty] | incidenceAngle: {number}
measurement: {string} | [53 empty] | measurement: {string}
measurementEnvironment: {string} | [53 empty] | measurementEnvironment: {string}
numberOfScans: {integer} | [53 empty] | numberOfScans: {integer}
phaseAngle: {number} | [53 empty] | phaseAngle: {number}
sampleHeated: {boolean} | [53 empty] | sampleHeated: {boolean}
samplePreparation: {string} | [53 empty] | samplePreparation: {string}
sampleTemperature: {integer} | [53 empty] | sampleTemperature: {integer}
spectralRangeMax: {string} | [53 empty] | spectralRangeMax: {string}
spectralRangeMin: {string} | [53 empty] | spectralRangeMin: {string}
spectralResolution: {string} | [53 empty] | spectralResolution: {string}
spectralSampling: {string} | [53 empty] | spectralSampling: {string}
spotSize: {string} | [53 empty] | spotSize: {string}
surfacePreTreatment: {string} | [22 empty] | surfacePreTreatment {string}
uncertaintyNoise: {string} | [53 empty] | uncertaintyNoise: {decimal}
vacuumExposedSample: {boolean} | [53 empty] | vacuumExposedSample: {boolean}
geometry: {string} | [59 empty] | geometry: {string}
sampleMount: {string} | [59 empty] | sampleMount: {string}
stepSize: {number} | [59 empty] | stepSize: {number}
timePerStep: {number} | [59 empty] | timePerStep: {number}
wavelength: {number} | [59 empty] | wavelength: {number}
ionizationTimeDelay: {integer} | [61 empty] | ionizationTimeDelay: {integer}
massGate: {boolean} | [61 empty] | massGate: {boolean}
photoionizationWavelength: {integer} | [61 empty] | photoionizationWavelength: {integer}
plasmaShutter: {boolean} | [61 empty] | plasmaShutter: {boolean}
mass: {string} | [61 empty] | timeDelayUnits: {string}
dissolutionFactor: {decimal} | [34 empty] | mass: {string}
dissolutionFactor: {decimal}
wavelengthUnits: {string} | [61 empty] | wavelengthUnits: {string}
pipelineVersion: {string} | [69 empty] | pipelineVersion: {string}
documentVersion: {string} | [70 empty] | documentVersion: {string} | [6 empty] | documentVersion: {string}
focalLength: {integer} | [71 empty] | focalLength: {integer}
illuminationColor:{string[2]} | [69 empty] | illuminationColor:{string[2]} |  | illuminationColor:{string[2]}
illuminationLevel:[integer} | [69 empty] | illuminationLevel:[integer} |  | illuminationLevel:[integer}
imageExposure: {number} | [71 empty] | exposureTime:{integer} |  |  | imageExposure: {number} | image_exposure: {string}
target: {string} | [71 empty] | target: {string}
facets: {integer} | [73 empty] | facets: {integer}
unit_ofmeasure: {string} | [73 empty] | unitsOfMeasurement: {string} | [13 empty] | unit_ofmeasure: {string} | unitOfMeasure: {string}
version: {integer} | [73 empty] | version: {integer}
vertices: {integer} | [73 empty] | vertices: {integer}
watertight: {boolean} | [73 empty] | watertight: {boolean}
analysis_date: {null} | [75 empty] | analysis_date: {null}
beamFilterMaterial: {string} | [74 empty] | beamFilterMaterial: {string} | beam_filter_material: {string}
beamFilterThickness: {number} | [74 empty] | beamFilterThickness: {number} | beam_filter_thickness: {string}
detector_gain: {string} | [75 empty] | detector_gain: {string}
detectorBinning: {string} | [74 empty] | detectorBinning: {string} | detector_binning: {string}
detectorSize: {string} | [74 empty] | detectorSize: {string} | detector_size: {string}
analysis{string} | [26 empty] | analysisType: {string}
image_size: {string} | [75 empty] | image_size: {string}
imageFps: {number} | [74 empty] | imageFps: {number} | image_fps: {string}
imageGain: {number} | [74 empty] | imageGain: {number} | image_gain: {string}
Instrument: {string} | [50 empty] | Instrument: {string} | [23 empty] | instrumentType: {string} | instrument_{string}
maxVal: {number} | [75 empty] | data_range_upper: {integer} | [11 empty] | maxVal: {number}
minVal: {number} | [75 empty] | data_range_lower: {integer} | [11 empty] | minVal: {number}
nsi_beam_hardening: {number} | [75 empty] | nsi_beam_hardening: {number}
numberOfFramesAveragedPerProjection: {integer} | [74 empty] | numberOfFramesAveragedPerProjection: {integer} | number_of_frames_averaged_per_projection: {string}
numberOfProjections: {integer} | [74 empty] | numberOfProjections: {integer} | number_of_projections: {string}
numberOfSlices: {integer} | [74 empty] | numberOfSlices: {integer} | number_of_slices: {string}
pixel_pitch: {string} | [75 empty] | pixel_pitch: {string}
reconstructedDataFormat: {string} | [74 empty] | reconstructedDataFormat: {string} | reconstructed_data_format: {string}
reconstructedVoxelSize: {number} | [74 empty] | reconstructedVoxelSize: {number} | reconstructed_voxel_size: {string}
reconstructionSoftware: {string} | [74 empty] | reconstructionSoftware: {string} | reconstruction_software: {string}
rotation{string} | [74 empty] | rotationType: {string} | rotation_{string}
rotationAngle: {integer} | [74 empty] | rotationAngle: {integer} | rotation_angle: {string}
sourceToDetectorDistance: {number} | [74 empty] | sourceToDetectorDistance: {number} | source_to_detector_distance: {string}
sourceToObjectDistance: {number} | [74 empty] | sourceToObjectDistance: {number} | source_to_object_distance: {string}
sub_pix_grid: {string} | [75 empty] | sub_pix_grid: {string}
sub_pix_shift: {string} | [75 empty] | sub_pix_shift: {string}
supDoc{string} | [75 empty] | sup_doc_{string} |  | supDoc{string} | supDoc{string} | sup_doc_{string} | supDoc{string} | supDoc{string} | supDoc{string} | supDoc{string} | supDoc{string} | supDoc{string} | supDoc{string}
xraySource: {string} | [74 empty] | xraySource: {string} | xray_source: {string}
xrayTargetMaterial: {string} | [74 empty] | xrayTargetMaterial: {string} | xray_target_material: {string}
xrayTubeCurrent: {integer} | [74 empty] | xrayTubeCurrent: {integer} | xray_tube_current: {string}
xrayTubeEnergy: {integer} | [74 empty] | xrayTubeEnergy: {decimal} | xray_tube_energy: {string}
xrayTubePower: {number} | [74 empty] | xrayTubePower: {number} | xray_tube_power: {string}
displayInVizTool: {boolean} | [87 empty] | displayInVizTool: {boolean}
field{string} | [87 empty] | field{string}
fieldDescription: {string} | [87 empty] | fieldDescription: {string} | fieldDescription: {string}
fieldResource:{string} | [88 empty] | fieldResource:{string}
label: {string} | [87 empty] | label: {string}
Laboratory: {string} | [50 empty] | Laboratory: {string}
numPixelsX: {integer} | [77 empty] | numPixelsX: {integer} | numPixelsX: {integer} |  | numPixelsX: {integer} |  | numPixelsX: {integer} |  |  | numPixelsX: {integer}
numPixelsY: {integer} | [77 empty] | numPixelsY: {integer} | numPixelsY: {integer} |  | numPixelsY: {integer} |  | numPixelsY: {integer} |  |  | numPixelsY: {integer}
stringArray: {defs/stringArray_type}
energy: {decimal}
amperage: {decimal}
ionType: {string}
cutoffEnergy: {decimal}
Note on D1: [Threaded comment] Your version of Excel allows you to read this threaded comment; however, any edits to it will get removed if the file is opened in a newer version of Excel. Learn more: https://go.microsoft.com/fwlink/?linkid=870924 Comment: Advanced Imaging & Visualization of Astromaterials (AIVA) No corresponding BDD?
Note on E1: Stephen Richard: EMPA Single Image Map is a pure data image. Ideally this image will have no annotations or borders, however that is left to the discretion of the researcher. Annotated images can be included as supplementary files.
Note on F1: Stephen Richard: Lock-In Thermometry Image Maps Images converted to maps of amplitude, phase lag, topography, thermal diffusivity, thermal conductivity, and volumetric heat capacity of the sample. [Apparently not spatially registered]
Note on G1: Stephen Richard: composite dataset
Note on K1: UVFM single image data products consist of paired TIFF RGB images supplied as an UVF data image and an accompanying visible light supplementary image (described in the next section). Pixel size information should be included as a scale bar superimposed on the image as well as embedded as TAG in the TIFF metadata.
Note on M1: Stephen Richard: If measurements are performed on a cut and polished section or grain mount and will be spatially registered via the SAMIS use the Image Map fields, otherwise just the Data Image fields.
Note on N1: An EDS Elemental Maps data product component (produced through FIB-SEM) is a collection of images which can include composite images and single elements maps. A single collection should consist of images taken at the same time with the same magnification and image extents. These instructions are for images that will not registered to a Basemap using the automatic registration pipeline. Note a separate BDD for registered elemental image maps (dataComponent SEMEDSRegElementalMaps) adds the image map fields.
Note on Q1: BDD def at https://osiris-rex.atlassian.net/wiki/spaces/SDPD/pages/816676865/BDD+Subsection+-+SEM+Image+Map and separate BDD for registered image map https://osiris-rex.atlassian.net/wiki/spaces/SDPD/pages/600506619/BDD+Subsection+-+SEM+Registered+Image+Map. These have the same dataComponentIdentifier strings. [TBD-- different identifier for map as opposed to data image]
Note on S1: An EDS 3D Spectral Image Collection is a collection of images extracted from a 3D Spectral Data Cube. A single collection should consist of images taken at the same time with the same magnification and image extents. Note that if the images are spatially registered, the spatial registration fields should be included.
Note on T1: Stephen Richard: https://osiris-rex.atlassian.net/wiki/spaces/SDPD/pages/479657997/BDD+-+Nanoscale+Secondary+Ion+Mass+Spectrometry+NanoSIMS. A Raster Ion Image Collection should consist of all of the ion images acquired during a single session. The collection should include as many sets of the following components as acquired: Required: Image data delivered as a .im file Required: Image metadata delivered as a .chk_im TXT file Recommended: Image data delivered as a .tiff/png/or jpg file [can't find specification for .im file...]
Note on U1: Spatial registration fields required if image are registered to a basemap.
Note on V1: Gas Chromatography-Mass Spectrometry (GC-MS) Measurements Raw instrument data that has been exported as a CDF or one of the other non-proprietary formats listed in the Data Cube DSD. The collection will consist of all of the files produced during a full analysis run – the standards, the blanks, and the individual runs of the sample being analyzed.
Note on W1: Stephen Richard: A Raw Data Text File and Caption Collection is created by combing a series of individual data files. These data files are made of up two distinct, but related parts: --Required: Raw Data delivered as a series of TXT files, one for each temperature step. --Required: Caption Data delivered as a single TXT file.
Note on AD1: Stephen Richard: EMPA Quantitative Elemental Abundances
Note on AE1: Elemental Analysis - Isotope Ratio Mass Spectrometry (EA-IRMS) An EA-IRMS Data Collection is created by combing a series of individual data files, all related to a single elemental analysis session, delivered together in non-proprietary formats. The collection must contain at least the raw sample analysis file, the standards file(s), and the final processed analysis data and it can contain screenshots of the processing software and other metadata or files that will provide context for the dataset. The required and optional files are also listed below: Required: Raw and processede analysis data of sample(s) and standards
Note on AF1: Fourier Transform Ion Cyclotron Resonance Mass Spectrometry (FTICR-MS) A processed FTICR-MS Spectral Data product consists of the following components: processed Spectral Data, Data Plots, and Methods Description. Formatting requirements for each of the bolded components above are defined in the following sections.
Note on AG1: Gas Pycnometry (GPYC)
Note on AI1: High-resolution Inductively Coupled Plasma Mass Spectroscopy (HR-ICP-MS)
Note on AK1: Inductively Coupled Plasma - Optical Emission Spectroscopy (ICP-OES) raw tabular has mass (of sample used) and dissolutionFactor (decimal) properties in addition
Note on AN1: Laser Assisted Fluorination for Bulk Oxygen Isotope Ratio Measurements (LAF)
Note on AO1: DSD-Data collection. Raw instrument data that has been exported as a CSV or one of the other non-proprietary formats listed in the Tabular Data DSD. The collection will consist of all of the files produced during a full analysis run – the standards, the blanks, and the individual runs of the sample being analyzed.
Note on AP1: Multi-Collector Inductively Coupled Plasma Mass Spectrometry (MC-ICP-MS) An MC-ICP-MS Processed Data Product consists of summary data table.
Note on AR1: [Threaded comment] Your version of Excel allows you to read this threaded comment; however, any edits to it will get removed if the file is opened in a newer version of Excel. Learn more: https://go.microsoft.com/fwlink/?linkid=870924 Comment: Nanoscale Infrared Mapping (NanoIR)
Note on AV1: Stephen Richard: Nanoscale Secondary Ion Mass Spectrometry (NanoSIMS) Compiled, processed data must be submitted as a CSV file. Include spatial registration information if applicable ( measurements are performed on a cut and polished section or grain mount with fiducial marks:)…. [where is the necessary registration info-- origin location?
Note on AW1: Stephen Richard: Noble Gas and Nitrogen Static Mass Spectrometry (NG-NS-MS) Individual elemental analysis CSV files, each with their own accompanying YAML file.
Note on AX1: [Threaded comment] Your version of Excel allows you to read this threaded comment; however, any edits to it will get removed if the file is opened in a newer version of Excel. Learn more: https://go.microsoft.com/fwlink/?linkid=870924 Comment: tabular
Note on AY1: Stephen Richard: Particle Size Frequency Distribution (PSFD)
Note on AZ1: Stephen Richard: Resonance ionization time of flight noble gas mass spectrometry (RI-TOF-NGMS). A Time of Flight Mass Spectra Data Collection is created by combing a series of individual data files into sets. Data producers must include an explanation of the naming convention used for the files in the data collection and an explanation of the relationship of the files to each other. Data product producers must also describe how to identify which files are associated with the samples, blanks, and standards.
Note on BA1: Stephen Richard: Isotope Ratios, Processed. Isotopic composition of, and amount of, gas released from, the sample in each of a set of laser heating analyses. The data file will include the amount of gas as well as the isotopic composition.
Note on BB1: Stephen Richard: An EDS Point Data product component consists of a single tabular data file with an accompanying YAML metadata file. If you are collecting a large number of point files, see the SEM EDS Point Data Collection BDD Subsection.
Note on BC1: Visible, near-infrared, and mid-infrared (VNMIR) Spectroscopy A Spectral Point Data Product must always consist of a data table delivered as a Comma Separated Value (CSV) (preferred) or other Tabular Data DSD compliant Delimiter Separated Value format and a corresponding YAML metadata file. If these points contain spatial data as defined by the SAMIS system (meaning the analysis was performed on a cut and polished section) they will need to include the metadata required for all tabular data and the spatial data metadata. Diffferent templates for: 1. powdered and particle samples; 2. Cut and polished samples:
Note on BD1: Secondary Ion Mass Spectrometry (SIMS). A processed Point Analysis data product component must always consists of a CSV file. If measurements are performed on a cut and polished section or grain mount with fiducial marks, include spatial reference information.
Note on BE1: Stephen Richard: Energy-dispersive X-ray Spectral (EDS) Point Spectra
Note on BF1: Electron Energy-loss Spectra (EELS) Point Spectra
Note on BI1: X-ray Diffraction Data product. Raw data instrument output must be exported as a non-proprietary Comma Separated Value (CSV) (preferred) or other Tabular Data DSD compliant Delimiter Separated Value format with a corresponding YAML metadata file.
Note on BJ1: Fourier Transform Ion Cyclotron Resonance Mass Spectrometry (FTICR-MS) Spectral Data, Raw Raw proprietary BAF instrument data submitted as mzML file format.
Note on BK1: Microprobe Two-Step Laser Mass Spectrometry (µL2MS). Time-of-flight Spectra must be delivered to SAMIS in a Data Cube DSD standard format with a corresponding YAML metadata file. microprobe two-step laser mass spectrometry (L2MS), photoionization utilizes different laser wavelengths for desorption and ionization. A first laser (e.g., 1064 nm Nd:YAG) desorbs molecules from a target. A second laser or vacuum ultraviolet (VUV) lamp (e.g., 148 nm xenon VUV lamp) then ionizes the desorbed molecules. [Expect HDF5 format.]
Note on BL1: Energy-dispersive X-ray Spectral (EDS) 3D Spectra. EDS 3D Spectra data product component must always consist of a three dimensional data cube delivered as an HDF5 file and a corresponding YAML metadata file. Expect HDF5 or EMD
Note on BN1: Liquid Chromatography - Mass Spectrometry (LC-MS). LC-MS Chromatogram Collection. The collection will consist of all of the files produced during a full analysis run – the standards, the blanks, and the individual runs of the sample being analyzed. Required: Raw data delivered as CDF or mzML format. Optional: CSV file. [supposed to be data cube collection, see https://osiris-rex.atlassian.net/wiki/spaces/SDPD/pages/530055183/DSD+-+Data+Collection#4.2.1.4-Data-Cube-Collection-Metadata]
Note on BO1: STEM/EDS Tomographic Dataset. STEM/EDS tomography involves collecting a series of two-dimensional STEM images and corresponding EDS data from different angles around a sample. These datasets are then reconstructed into a three-dimensional model, providing detailed information about the sample's internal structure and composition. This technique is valuable for understanding the properties and behaviors of complex materials at the nanoscale. [expected to be HDF5]
Note on BP1: High-resolution Inductively Coupled Plasma Mass Spectroscopy (HR-ICP-MS). All of the raw analysis data in proprietary instrument format will be combined into a single, non-proprietary TXT file.
Note on BQ1: Quadrupole Inductively Coupled Plasma Mass Spectrometry (Q-ICP-MS)
Note on BS1: Quantitative Reflective Imaging System (QRIS). A QRIS Calibrated Image Collection consists of sets of files with at least a QRIS image and corresponding metadata file pairs and any flat field calibration flies used in the set, however, the sets could also include QRIS images in multiple formats (PNG and TIFF) or QRIS images with grid lines or other annotations.
Note on BT1: A QRIS Calibration File describes the calibrations and or settings used in one or more QRIS image acquisition sessions. When the QRIS is calibrated, the file should be uploaded to the SAMIS as a Document Data Product before QRIS science data product images are acquired. The SAMIS will then assign that file a permanent DOI. That DOI will be provided for each image that uses the calibration outlined in that file as the value for the calibrationFile keyword. The calibration file is a Document product.
Note on BU1: A Quantitative Reflective Imaging System (QRIS) Raw Image Collection consists of sets of files with at least a QRIS image and corresponding metadata file pairs, however, the sets could also include QRIS images in multiple formats (PNG and TIFF) or QRIS images with grid lines or other annotations.
Note on BW1: Structured Light Scanning (SLS). 3D Shape Model which consists of a 3D Shape Model - OBJ text file and a Shape Model Thumbnail Image. Uses Document DSD.
Note on BX1: X-ray Computed Tomography (XCT). Raw TIFF images are consolidated and treated as a single data product.
Note on BY1: X-ray Computed Tomography (XCT). Not clear where this comes from; properties don’t match BDD. Older version? Fields use underscores (e.g. data_component_type instead of camel case
Note on CJ1: Stephen Richard: Observation documentation is a collection of images, plots, and text compiled to give context to an individual data product
Note on CN1: [Threaded comment] Your version of Excel allows you to read this threaded comment; however, any edits to it will get removed if the file is opened in a newer version of Excel. Learn more: https://go.microsoft.com/fwlink/?linkid=870924 Comment: Fiels is an array, empty in both subjects where it occurs
Note on A8: [Threaded comment] Your version of Excel allows you to read this threaded comment; however, any edits to it will get removed if the file is opened in a newer version of Excel. Learn more: https://go.microsoft.com/fwlink/?linkid=870924 Comment: Added-- what is the result target for analytical dataset, e.g. which elements, isotopes, molecule type (amino acid, hydrocarbon)
Note on V8: [Threaded comment] Your version of Excel allows you to read this threaded comment; however, any edits to it will get removed if the file is opened in a newer version of Excel. Learn more: https://go.microsoft.com/fwlink/?linkid=870924 Comment: Added based on BDD requirements; TBD-- should have vocabulary
Note on AB8: Stephen Richard: what is DSC in tabular form?
Note on AE8: Stephen Richard: array of strings identifying the elements analyzed in the collection. example: [ "H", "C", "N", "O", "S"]
Note on BS12: Stephen Richard: include sourceFiles (Raw images used to create the calibrated image), flatFieldUsed (Filename(s) of Flat Field Image components used to correct the image)
Note on L17: BDD has 'illuminationType' : Type of illumination used to create the image. Examples include Cross-polarized light, Dark field, Phase contrast, Reflected light, Reflected cross-polarized light, etc
Note on H18: Stephen Richard: not in BDD, check how used
Note on J18: Stephen Richard: not in bdd
Note on N18: Stephen Richard: in BDD this is 'imageType'. List of image types included in the collection. Can include different single element maps, composites, or BSE or SE images.
Note on O18: Stephen Richard: in BDD this is 'imageType'. List of image types included in the collection. Can include different single element maps, composites, or BSE or SE images.
Note on Q18: Stephen Richard: imageType in BDD
Note on R18: Stephen Richard: imageType in BDD
Note on S18: Stephen Richard: not in BDD. Existing data has 'brightfield' and 'null'. Should this be the same as the SEMEDS image types?
Note on L20: Stephen Richard: not in bdd
Note on M20: Stephen Richard: are the coordinates stage-defined or pixel-defined; if the pixel-defined, are the coordinates coming from: Range {stage, upperleftPixel, centerPixel}
Note on M21: Stephen Richard: units of origin coordinates. Range {meter, decimeter, centimeter, millimeter, micrometer, nanometer, picometer}
Note on AV21: Stephen Richard: units of coordinates. Range {meter, decimeter, centimeter, millimeter, micrometer, nanometer, picometer}
Note on BC21: if points are spatially registered
Note on E22: Stephen Richard: values: [upperLeft, upperRight, lowerLeft, lowerRight, center]
Note on L22: Stephen Richard: not in BDD
Note on M22: Stephen Richard: the location of the origin pixel of an image. Range: {upperLeft, upperRight, lowerLeft, lowerRight, center}
Note on M23: Stephen Richard: X coordinate of the image origin pixel within the instrument coordinate system
Note on H26: Stephen Richard: not in TEM BDD for STEMImage
Note on L26: Stephen Richard: not in bdd
Note on M26: Stephen Richard: Width of one pixel in real world units
Note on M27: Stephen Richard: Height of one pixel in real world units
Note on K28: Stephen Richard: pixel size in units of microns
Note on E29: Stephen Richard: values : [meter, decimeter, centimeter, millimeter, micrometer, nanometer, picometer]
Note on M29: Stephen Richard: pixelScale units. Range {meter, decimeter, centimeter, millimeter, micrometer, nanometer, picometer}
Note on H30: Stephen Richard: Width of one pixel in the X direction
Note on H31: Width of one pixel in the Y direction
Note on H32: A, Å, nm, um, μm, mm, m, 1/nm
Note on BL35: Stephen Richard: these are for tabular data, not datacube...
Note on AV39: Stephen Richard: column number of the analysis entry’s x coordinates. Column counts starts at 1.
Note on BC39: if points are spatially registered
Note on BD39: if points are spatially registered
Note on AV40: Stephen Richard: column number of the analysis entry’s y coordinates. Column counts starts at 1.
Note on BC40: if points are spatially registered
Note on BD40: if points are spatially registered
Note on AV41: Stephen Richard: column number of the analysis entry’s z coordinates. Column counts starts at 1. (only where applicable)
Note on BK43: (optional) Location of the three-dimensional data within the data file, such as the full path to a dataset in an HDF file. If not provided here, it should be obvious from the description.
Note on BN43: (optional) Location of the three-dimensional data within the data file, such as the full path to a dataset in an HDF file. If not provided here, it should be obvious from the description.
Note on BO43: (optional) Location of the three-dimensional data within the data file, such as the full path to a dataset in an HDF file. If not provided here, it should be obvious from the description.
Note on U47: Stephen Richard: not in BDD. Some EMPA image collections (I found 26) components have file list, guessing this is a list of files in the zip archive for the product?
Note on A52: [Threaded comment] Your version of Excel allows you to read this threaded comment; however, any edits to it will get removed if the file is opened in a newer version of Excel. Learn more: https://go.microsoft.com/fwlink/?linkid=870924 Comment: Only value in data so far is ‘see calibration file’ Reply: List of spectrometers used and their conditions separated by commas. E.g. Sp1 TAP, Sp2 LPET, Sp5 LLIF
Note on AE53: Stephen Richard: elementType in BDD
Note on AN54: units mg. Optional
Note on AN55: sampleType in bdd. Range: {blank, standard, sample}
Note on AY56: Stephen Richard: QRIS file names. Required. In the data there are three PSFD products; 2 have OREX sample IDs, one has an image name...
Note on A58: [Threaded comment] Your version of Excel allows you to read this threaded comment; however, any edits to it will get removed if the file is opened in a newer version of Excel. Learn more: https://go.microsoft.com/fwlink/?linkid=870924 Comment: See imageType and illuminationType
Note on E58: only values: "Vs1 BSE" "Vs1 SE"
Note on U58: List of signals used separated by commas. E.g. Vs1 BSE Z, Na Ka, Ca Ka, S Ka, Mg Ka, Fe Ka
Note on BC59: Detector type, e.t. MCT/A, DTGS...
Note on BX59: detectorType in BDD. Optional. Make and type of X-ray detector. [ implication is that instument might have more than one detector… ?? Is this the case]
Note on BC60: E.g. CsI, KBr
Note on BS61: DOI of the Calibration File used
Note on BU61: DOI of the Calibration File used
Note on BC62: ANYTHING a user should be aware of that could affect interpretation of data or data quality; we are archiving the data "as collected", no post-processing that requires a judgement call should be applied; "n/a" if nothing to report. [This is a text field -- images should be archived in accordance with appropriate BDD.]. #optional field - delete if not used
Note on BW63: Number of partial scans in the collection
Note on BC64: Maximum wavenumber of region used to find emissivity maximum. units: cm-1 - optional field - delete if not used
Note on BC65: Minimum wavenumber of region used to find emissivity maximum. (Assuming a subregion of measured spectrum is used to determine Emax) Commonly cited as integer, but if automatically extracted, likely to be decimal. units: cm-1 - optional field - delete if not used
Note on BC66: Emission angle of reflected light. units: deg.; optional field - delete if not used
Note on BC67: Maximum emissivity assumed in course of emissivity-temperature separation. Unitless. optional field - delete if not used
Note on BC68: Sample chamber pressure during measurement. units: mbar - optional field - delete if not used
Note on BC69: Angle of incident illumination source. units: deg.; optional field - delete if not used
Note on BC70: What kind of calibrated spectrum was produced. Because this is a string, no units should be associated. For completeness, emissivity is unitless, reflectance and transmission are percentages and calibrated radiance has the units shown here, which should be included in the string. e.g. “apparent emissivity”; ”% reflectance”; ”% transmission”; ”calibrated radiance (W cm-2/cm-1 sr-1)”
Note on BC71: Sample form and/or preparation. E.g. “single particle”; “75-125 µm particulate”; “polished section”
Note on BC72: Number of scans integrated in spectral measurement
Note on BC73: Phase angle of incident light. units: deg.; optional field - delete if not used
Note on BC75: Sample form and/or preparation. E. g. “single particle”; “75-125 µm particulate”; “polished section”
Note on BC76: Sample temperature during measurement. Kelvin is unitless, Celsius are degrees. units: none or degrees - optional field - delete if not used
Note on BC77: units: cm-1 or µm. Maximum wavenumber or wavelength of valid spectral data. Commonly cited as integer, but if automatically extracted, likely to be decimal
Note on BC78: units: cm-1 or µm. Minimum wavenumber or wavelength of valid spectral data. Commonly cited as integer, but if automatically extracted, likely to be decimal
Note on BC79: units: cm-1;µm;nm. Resolution of spectrum, typically 2x sampling
Note on BC80: units: cm-1;µm;nm/ Spacing between data points
Note on BC81: units: µm;mm;cm. Size of measurement area. technically an area, not a linear dimension, but shapes vary, so not all are “square” units; details should be noted in instrument/lab documentation as to whether area is square, oblong, etc.
Note on X82: Stephen Richard: (optional) description of any pre-treatments performed on the analysis region of the sample
Note on BC83: Measure of spectral noise. Lab-defined: e.g., peak-to-peak, RMS noise, SNR vs λ, etc. (between RMS noise and peak-to-peak, Vicky suggests RMS noise, as it's more statistically valid)
Note on BC84: Was sample exposed to vacuum before/during measurement
Note on BI85: The geometry used for sample analysis. Range: {reflection, transmission}
Note on BI86: The type of mount used to hold the sample for analysis. Range: {zero background, deep well, small well, smear}
Note on BI87: The increment in the angle (theta) per measurement step.
Note on BI88: The time of data collection at each measurement angle (theta).
Note on BI89: Wavelength of the X-ray radiation used to collect the pattern.
Note on AJ95: decimal with units. (optional). mass of the sample used.
Note on AJ96: decimal (optional). Unitless. usually make several dilutions e.g. 30x diluted or x100 diluted.
Note on BS98: Pipeline code version number
Note on BT99: The calibration document version number referenced when creating the data bundle.
Note on CB99: The calibration document version number referenced when creating the data bundle.
Note on BU100: Focal length of lens (mm)
Note on BS101: The first character is the color abbreviation (w for white, r for red, d for deep red, u for UV, etc.). The second character is the LEDs used ('1' is side 1, '2' is side 2, '3' is both sides). part of a single image metadata file which is produced by the QRIS pipeline.
Note on BU101: The first character is the color abbreviation (w for white, r for red, d for deep red, u for UV, etc.). The second character is the LEDs used ('1' is side 1, '2' is side 2, '3' is both sides). part of a single image metadata file which is produced by the QRIS pipeline.
Note on BS102: 8-bit (0-255) brightness level used for LED illumination in this image. part of a single image metadata file which is produced by the QRIS pipeline.
Note on BU102: 8-bit (0-255) brightness level used for LED illumination in this image. part of a single image metadata file which is produced by the QRIS pipeline.
Note on BU103: Exposure time (ms) used to acquire this image. part of a single image metadata file which is produced by the QRIS pipeline.
Note on BX103: Units: sec. Amount of time photons are collected for each 2D radiograph image.
Note on BU104: Imaging target (e.g. tray, TAGSAM, contact pad)
Note on BW105: Total number of facets listed in the OBJ
Note on BW107: To capture intermediate OBJ files
Note on BW108: Total number of vertices listed in the OBJ
Note on BX111: optional. if none or no filter, use ‘none’. Material type that is used to pre-filter X-ray beam before it interacts with scanning object
Note on BX112: optional. Units: mm. if none or no filter, use 0.0. Thickness of material used to pre-filter X-ray beam.
Note on BX114: Binning allows the signal from adjacent detector pixels to be combined into a single, larger pixel. For example, a 2000 x 2000 pixel detector can be binned 2 x 2 to create a 1000 x 1000 pixel detector. This decreases the scan resolution but increases the intensity of detected X-rays per pixel by a factor of 4. A 1 x 1 binning is the same as unbinned.
Note on BX115: Number of pixels in X and Y
Note on AB116: Stephen Richard: {DSC, heatCapacity}
Note on BX118: (fps). Inverse of image exposure
Note on BX119: (dB). A digital amplification of detector intensity.
Note on BX120: instrumentType in BDD. Make and model of CT scanner [note this is a property in the product metadata, not the file metadata]
Note on BX124: Several images (frames) can be averaged at each projection angle to decrease scan noise.
Note on BX125: Projections are also referred to as views. 2D X-ray radiographs are collected at each projection angle as the sample rotates 360°. Number of projections are calculated by multiplying the number of pixels the sample spans at its widest dimension through 360° times π/2. For an object that fills the field-of-view along the x-dimension on a 2000 x 2000 pixel detector, the number of projections would be (2000 x (π/2)) = 3141.
Note on BX126: The number of XCT slices that represent the entire reconstructed dataset.
Note on BX128: Type and bit-depth of reconstructed CT dataset
Note on BX129: (µm). for more than one value write as [7.0, 7.35, 8.0]. for a single value write as: 7.0 . A voxel represents a single volumetric data point in a regularly-spaced, three-dimensional grid. Basically, a voxel is a pixel with a third dimension. For almost all modern lab-based XCT systems, each reconstructed voxel is the same dimension in X, Y, and Z (i.e., cubic). For systems that produce non-cubic voxels, resolution is reported as inter-pixel spacing (X and Y) and inter-slice spacing (Z).
Note on BX130: Developer, name, and version of reconstruction software
Note on BX131: rotationType in BDD. There are two rotational types during a CT scan – continuous or non-continuous. A continuous scan rotates 360° without stopping and collects an image at an expected angular increment (360° divided by number of projections). A non-continuous scan stops at each angular increment for the projection collection. Non-continuous scans take longer but can also restart at the same angle if the X-ray tube malfunctions for a brief moment.
Note on BX132: (degrees). The angle through which the scanned object rotates during the duration of the CT scan. Thousands of projection images are taken at known angular increments during this rotation.
Note on BX133: (mm). Distance determined by instrument system and reconstruction software between where the X-rays are produced on the anode and the X-ray detector. Basically, how far the X-rays travel from their origin through the object and onto the detector.
Note on BX134: (mm). Distance determined by instrument system and reconstruction software between where the X-rays are produced on the anode and the center-of-rotation of the scanned object. Basically, how far the X-rays travel before they hit the center of the scanned object.
Note on BX138: Usually described as the maximum achievable X-ray energy and the type of interaction between the incident electron beam and X-ray anode.
Note on BX139: Anode material which is bombarded by electrons to produce X-rays.
Note on BX140: (µA). A measure of the number of electrons emitted from filament that strike target. A larger current produces a higher X-ray intensity.
Note on BX141: (kV). for more than one value write as [7.0, 7.35, 8.0]. for a single value write as: 7.0 . Electronegative potential between filament (cathode) and target (anode) within the evacuated X-ray tube. The resulting X-ray beam is a polychromatic beam with a maximum photon energy (keV) equal to the X-ray tube energy (kV).
Note on BX142: (W). The product of excitation voltage and current.
Note on A154: Stephen Richard: Range: {Ga, Xe}

## Sheet1
Fields | generalType | countDetailFields
basemap_type | imageMap | 0
AIVAImage_type | image | 0
EMPAImage_type | image ¦ imageMap | 1
LITImage_type | image | 0
LITPolarDataCollection | collection-composite | 0
STEMImage | image | 0
TEMImage_type | image | 0
TEMPatternsImage_type | image | 0
UVFMImage_type | image (pair) | 0
VLMImage_type | image | 0
SEMEBSDGrainImageMap_type | imageMap ¦ image | 0
SEMEDSElementalMaps_type | image | 0
SEMEDSRegElementalMaps | imageMap | 0
SEMHRCLMap_type | imageMap ¦ image | 0
SEMImageMap_type | imageMap ¦ image | 0
SEMImageCollection | collection:image | 0
TEMEDSImageCollection_type | collection:image | 0
NanoSIMSImageCollection_type | collection: image ¦ Document | 2
EMPAImageCollection_type | collection: image ¦ imageMap | 1
GCMSCollection_type | collection/composite dataset: dataCube, tabularData, document | 0
ARGTCollection_type | collection: document, tabularData | 1
TOFSIMSCollection | collection: document | 1
XANESCollection | collection: image | 0
AMSProcessedData_type | TabularData, document | 0
AMSRawData_type | TabularData, document | 0
DSCHeatTabular_type | TabularData, document | 1
DSCResultsTabular_type | TabularData | 0
EMPAQEATabular_type | TabularData, document | 1
EAIRMSCollection_type | collection/composite dataset: TabularData, document | 2
FTICRMSTabular_type | TabularData, document | 0
GPYCProcessedTabular_type | TabularData | 0
GPYCRawTabular | TabularData, document | 0
HRICPMSProcessed_type | TabularData, document | 0
ICPOESRawTabular | TabularData, document | 2
ICPOESIntermediateTabular_type | TabularData, document | 0
ICPOESProcessedTabular_type | TabularData, document | 0
ICTabular | TabularData, document | 0
LAFProcessed_type | TabularData | 3
LAFRaw_type | collection: TabularData | 0
MCICPMSTabular_type | TabularData | 0
MCICPMSCollection | composite dataset: document | 0
NanoIRBackground_type | collection: ? | 0
NanoIRPointCollection_type | collection: ? | 2
NanoIRMapCollection | collection: ? | 0
NanoSIMSCollection | collection: TabularData ¦ document | 2
NanoSIMSTabular_type | TabularData | 0
NGNSMSRaw_type | composite dataset: tabularData, document | 0
NGNSMSProcessed | composite dataset: tabularData, document | 0
PSFDTabular_type | composite dataset: tabularData, other | 2
RITOFNGMSCollection_type | collection:tabularData | 2 | instrument and lab are in product metadata
RITOFNGMSTabular_type | tabularData, document | 0
SEMEDSPointData_type | Tabular data | 0
VNMIRSpectralPoint_type | TabularData | 25
SIMSTabular_type | TabularData, document | 0
STEMEDSTabular_type | TabularData | 0
STEMEELSTabular_type | tabularData | 0
SVRUECTabular | tabularData, document | 0
STEMEELSCube | dataCube | 0
XRDTabular_type | Composite dataset: tabularData, image | 5
FTICRMSCube_type | DataCube, document | 0
L2MSCube_type | DataCube | 7
STEMEDSCube_type | dataCube | 0
SEMEDSElementalMapsCube | dataCube | 0
LCMSCollection_type | other, documenent | 0
STEMEDSTomo_type | dataCube | 0
HRICPMSRaw_type | document | 0
QICPMSProcessedTabular | TabularData, document | 0
QICPMSRawTabular | TabularData, document | 0
QRISCalibratedCollection_type | collection:image | 4
QRISCalibrationFile_type | document | 1
QRISRawCollection_type | collection:image | 6
SLSPartialScan | compositeDataset: other
SLSShapeModel_type | other, image | 6
XCTImageCollection_type | collection:image | 24
XCTImageCollection_type | collection:image | 34
ARGTDocument | document
analysisLocation_type |  | 4
areaOfInterest_type |  | 3
instrumentMetadata_type |  | 1
annotatedProduct_type |  | 3
calibrationFile_type |  | 1
contextPhotography_type |  | 3
contextVideo_type |  | 1
methodDescription_type |  | 2
report_type |  | 4
shapefiles_type |  | 1

## Products
ProductType
⁴⁰Ar/³⁹Ar Geochronology and Thermochronology (ARGT)
Accelerator Mass Spectrometry (AMS)
Analysis Advanced Imaging and Visualization of Astromaterials (AIVA)
Basemap
Differential Scanning Calorimetry (DSC)
Electron Microprobe Analysis (EMPA) Collection
Electron Microprobe Analysis Image (EMPA)
Electron Microprobe Analysis Quantitative Elemental Abundances (EMPAQEA)
Elemental Analysis-Isotope Ratio Mass Spectrometry (EA-IRMS)
Fluorescence Microscopy (UVFM) Image
Fourier Transform Ion Cyclotron Resonance Mass Spectrometry (FTICRMS) Cube
Fourier Transform Ion Cyclotron Resonance Mass Spectrometry (FTICRMS) Tabular
Gas Chromatography-Mass Spectrometry (GCMS)
Gas Pycnometry (GPYC) Processed
Gas Pycnometry (GPYC) Raw
High-resolution Inductively Coupled Plasma Mass Spectroscopy (HRICPMS) Processed
High-resolution Inductively Coupled Plasma Mass Spectroscopy (HRICPMS) Raw
Inductively Coupled Plasma - Optical Emission Spectroscopy (ICPOES) Intermediate
Inductively Coupled Plasma - Optical Emission Spectroscopy (ICPOES) Processed
Inductively Coupled Plasma - Optical Emission Spectroscopy (ICPOES) Raw
Ion Chromatography (IC)
Laser Assisted Fluorination (LAF) Processed
Laser Assisted Fluorination (LAF) Raw
Liquid Chromatography - Mass Spectrometry (LCMS) Collection
Lock-In Thermography (LIT) Collection
Lock-In Thermography (LIT) image
Microprobe Two-Step Laser Mass Spectrometry (L2MS)
Multi-Collector Inductively Coupled Plasma Mass Spectrometry (MCICPMS) processed
Multi-Collector Inductively Coupled Plasma Mass Spectrometry (MCICPMS) Raw
Nanoscale Infrared Mapping (NanoIR) Background
Nanoscale Infrared Mapping (NanoIR) MapCollection
Nanoscale Infrared Mapping (NanoIR) Point Data
Nanoscale Secondary Ion Mass Spectrometry (NanoSIMS) Image
Nanoscale Secondary Ion Mass Spectrometry (NanoSIMS) Raw
Nanoscale Secondary Ion Mass Spectrometry (NanoSIMS) Tabular
Noble Gas and Nitrogen Static Mass Spectrometry (NGNSMS) Raw
Noble Gas and Nitrogen Static Mass Spectrometry (NGNSMS) Processed
Particle Size Frequency Distribution (PSFD)
Quadrupole Inductively Coupled Plasma Mass Spectrometry (QICPMS) Processed
Quadrupole Inductively Coupled Plasma Mass Spectrometry (QICPMS) Raw
Quantitative Reflective Imaging System (QRIS) Calibrated
Quantitative Reflective Imaging System (QRIS) Raw
RAMAN Raw
Resonance ionization time of flight noble gas mass spectrometry (RITOFNGMS) Processed
Resonance ionization time of flight noble gas mass spectrometry (RITOFNGMS) Spectra
Scanning Electron Microscopy (SEM) Image
Scanning Electron Microscopy Electron Backscatter Diffraction (SEMEBSD) Grain Image
Scanning Electron Microscopy Energy Dispersive X-ray Spectroscopy (SEMEDS) Point Data
Scanning Electron Microscopy Energy Dispersive X-ray Spectroscopy (SEMEDS) image
Scanning Electron Microscopy Energy Dispersive X-ray Spectroscopy (SEMEDS) Point Data
Scanning Electron Microscopy High Resolution Cathodoluminescence (SEMHRCL) image
Scanning Transmission Electron Microscopy (STEM) Image
Scanning Transmission Electron Microscopy Electron Energy-loss Spectra (STEMEELS) Cube
Scanning Transmission Electron Microscopy Electron Energy-loss Spectra (STEMEELS) Tabular
Scanning Transmission Electron Microscopy Energy Dispersive X-ray Spectroscopy (STEMEDS) Cube
Scanning Transmission Electron Microscopy Energy Dispersive X-ray Spectroscopy (STEMEDS) Cube
Scanning Transmission Electron Microscopy Energy Dispersive X-ray Spectroscopy (STEMEDS) Tabular
Scanning Transmission Electron Microscopy Energy Dispersive X-ray Spectroscopy (STEMEDS) Tomography
Secondary Ion Mass Spectrometry (SIMS) Tabular
Seismic Velocities and Rock Ultrasonic Elastic Constants (SVRUEC)
SLSIndividualScanCollection
Structured Light Scanning (SLS) Shape Model
Time-of-flight secondary ion mass spectrometry (TOFSIMS)
Transmission Electron Microscopy (TEM) Image
Transmission Electron Microscopy (TEM) Patterns Image
Visible Light Microscopy (VLM) Image
Visible, near-infrared, and mid-infrared Spectroscopy (VNMIR) Point
X-ray Absorption Near Edge Structure Hyperspectral Image Stack (XANES)
X-ray Computed Tomography (XCT) Image Collection
X-ray Diffraction (XRD) Tabular

## Components
componentType | FileType | isSupplement
analysisLocation | image | supplement
annotatedImage | image | supplement
areaOfInterest | image | supplement
basemap | image | supplement
supplementalBasemap | image | supplement
calibrationFile | document | supplement
code | document | supplement
contextPhotography | image | supplement
contextVideo | video | supplement
inputFile | document | supplement
instrumentMetadata | document | supplement
logFile | document | supplement
methodDescription | document | supplement
plot | document ¦ image | supplement
processingMethod | document | supplement
quickLook | image | supplement
report | document | supplement
samplePreparation | document | supplement
shapefile | document(zip) | supplement
supplementaryImage | image | supplement
worldFile | document | supplement
AIVAImage | image
AMSProcessedData | tabularData
AMSRawData | tabularData
ARGTCaptionData | document ¦ tabularData
ARGTDocument | document
ARGTRawData | tabularData
ARGTSummaryData | tabularData
DSCHeatFlow | tabularData
DSCIndividualMeasurements | tabularData
DSCProcessedHeatFlux | tabularData
DSCRawHeatFlux | tabularData
DSCResultsTabular | tabularData
EAIRMSProcessedData | tabularData
EAIRMSRawData | tabularData
EMPAImage | image
EMPAImageMap | image
EMPAQEATabular | tabularData
FTICRMSCube | dataCube
FTICRMSDataPlot | document
FTICRMSTabular | tabularData
GCMSChromatogram | document ¦ image
GCMSCube | dataCube
GCMSPeaks | document
GCMSSpectraPlot | document ¦ image
GPYCProcessedTabular | tabularData
GPYCRawTabular | tabularData
HRICPMSProcessed | tabularData
HRICPMSRaw | document ¦ tabularData
ICPOESIntermediateTabular | tabularData
ICPOESProcessedTabular | tabularData
ICPOESRawTabular | tabularData
ICTabular | tabularData
L2MSCube | dataCube
L2MSOverviewImage | image
L2MSSpectraPlot | document ¦ image
LAFProcessed | tabularData
LAFRaw | tabularData
LCMSChromatogram | document ¦ image
LCMSPeaks | document
LCMSRawData | dataCube
LCMSVisualization | document ¦ image
LITImage | image
LITPolarPlotData | document ¦ tabularData
LITTabularData | tabularData
MCICPMSRaw | document
MCICPMSTabular | tabularData
NanoIRBackground | document ¦ image
NanoIRMap | image
NanoIRPointData | tabularData?
NanoSIMSImage | image
NanoSIMSRaw | tabularData
NanoSIMSRawText | document
NanoSIMSTabular | tabularData
NGNSMSProcessed | tabularData
NGNSMSRaw | tabularData
NGNSMSRunLog | document
PSFDContextImage | image
PSFDShapeFile | document(zip)
PSFDTabular | tabularData
QICPMSProcessedTabular | tabularData
QICPMSRawTabular | tabularData
QRISCalibratedImage | image
QRISFlatFieldImage | image
QRISRawImage | image
RAMANRawTabular | tabularData
RITOFNGMSSpectra | tabularData?
RITOFNGMSTabular | tabularData
SEMEBSDGrainImageMap | image
SEMEDSElementalMap | image
SEMEDSPointData | tabularData
SEMEDSPointSpectraData | tabularData
SEMEDSPointSpectraPlot | document ¦ image
SEMHRCLimage | image
SEMHRCLMap | image
SEMImage | image
SEMImageMap | image
SIMSTabular | tabularData
SLSMaterialTemplate | document
SLSPartialScan | document
SLSShapeModel | document
SLSShapeModelImage | image
SLSTextureMap | image
SLSTransformation | document
STEMEDSCube | dataCube
STEMEDSSpectraPlot | document ¦ image
STEMEDSTabular | tabularData
STEMEDSTomo | dataCube
STEMEELSCube | dataCube
STEMEELSSpectraPlot | document ¦ image
STEMEELSTabular | tabularData
STEMImage | image
SVRUECTabular | tabularData
SVRUECWaveformData | tabularData
SVRUECWaveformPlot | document ¦ image
TEMImage | image
TEMPatternsImage | image
TOFSIMS | document
TOFSIMSIonImages | document ¦ image
TOFSIMSMassSpectrumData | tabularData
TOFSIMSMassSpectrumPlot | document ¦ image
UVFMImage | image
VLMImage | image
VLMVideo | video
VNMIRSpectralPoint | tabularData
VNMIRSpectraPlot | document ¦ image
XANESImageStack | imageStack
XANESStackOverviewImage | image
XCTImageCollection | imageStack
XCTVideo | video
XRDDiffractionPattern | image
XRDIndexedImage | image
XRDTabular | tabularData
Note on A1: Stephen Richard: see https://osiris-rex.atlassian.net/wiki/spaces/SDPD/pages/450527251 for SAMIS supplemental document types
Note on A18: Stephen Richard: Observation documentation is a collection of images, plots, and text compiled to give context to an individual data product